## Sidkul Div. July2021
Compiled Inventory Sidkul Division, Roorkee -July 2021
220 KV SUBSTATION, SIDCUL HARIDWAR
Inventory Report for the month of : JULY - 2021
Name of the Zone : Garhwal
S. No. | Item Code | Description of Items | Unit | Unit Rate In Rs. | Useable |  | Unserviceable |  | Non-Moving |  | Obsolete |  | Scrap |  | 8
[5 empty] | Qty | Total Amount in Rs. | Qty | Total Amount in Rs. | Qty | Total Amount in Rs. | Qty | Total Amount in Rs. | Qty | Total Amount in Rs. | Remarks
1 | CC3C314007 | AL lug 240 mm² | Nos. | 148 | 4 | 592
2 | CC3C314013 | AL Lug 50 mm² | Nos. | 87 | 9 | 783
3 | CC0C001020 | 2X2.5 mm2 Control Cable | Mtrs | 30 | 284 | 8520
4 | LL4L401002 | 85 Watt CFL Fitting | No. | 2740 | 10 | 27400
5 | LL0L004004 | 220 Volt Ignitor | No. | 283.75 | 3 | 851.25
6 | LL0L003003 | 400 Watt HPSV Lamp | No. | 1123.65 | 15 | 16854.75
7 | LL4L404002 | Lamp Holder | No. | 179 | 8 | 1432
8 | LL6L606002 | Brass Holder | No. | 48 | 37 | 1776
9 | K102 | 400 Watt HPMV Lamp | No. | 1430 | 3 | 4290
10 |  | CTC | Ltrs | 625 | 1 | 625
11 | J501 | 2 Way control Trip switch 32 Amp | Nos. | 1995 | 5 | 9975
12 |  | Carbon Hack saw Blade 1/2X12" | Nos. | 24.8 | 79 | 1959.2
13 |  | High Speed Hack Saw Blade 1/2X12" | Nos. | 58.75 | 28 | 1645
14 | JJ7J707001 | SF- 6 Gas | Kg | 916.9 | 39 | 35759.1
15 | II3I307006 | Danger Board | Nos. | 283.75 | 30 | 8512.5
16 | II3I307003 | Phase Plate | Nos. | 408.6 | 30 | 12258
17 | II3I307001 | Number Plate | Nos. | 272.4 | 10 | 2724
18 | II3I307002 | Name Plate | No. | 278.1 | 42 | 11680.2
19 | II3I302001 | Joint sleeve for ACSR Moose Conductor | Nos. | 1505 | 4 | 6020
20 |  | M.S. Both side painted sign board 4X2 Feet | Nos. | 1657.1 | 15 | 24856.5
21 | TT1T101026 | Instruction register | No. | 350 | 1 | 350
22 | TT1T101046 | Testing Register | No. | 350 | 1 | 350
23 | TT1T101045 | Telephone Register | No. | 350 | 1 | 350
24 | TT1T101027 | Inspection Register | No. | 350 | 1 | 350
25 | TT1T101042 | Rosting Register | No. | 350 | 1 | 350
26 | SS6S610027 | HRC Fuse 2 Amp | Nos. | 38.59 | 19 | 733.21
27 | SS6S610020 | HRC Fuse 10Amp | Nos. | 97.61 | 10 | 976.1
28 | SS6S610019 | HRC Fuse 16Amp | Nos. | 96.48 | 18 | 1736.64
29 | SS6S610024 | HRC Fuse 4 Amp | Nos. | 54.94 | 68 | 3735.92
30 | SS6S610022 | HRC Fuse 6 Amp | Nos. | 54.94 | 68 | 3735.92
31 | SS6S610013 | HRCFuse 25 Amp | Nos. | 54.94 | 60 | 3296.4
32 | CC3C317004 | Al Tape Rol 1/2' width 30 Mtr Long | Nos. | 624.25 | 9 | 5618.25
33 | S701 | 16 Amp MCB DC duoble pole | Nos. | 1010 | 2 | 2020
34 | NN4N401003 | Green LED Indicator 220 Volt AC | Nos. | 90.8 | 7 | 635.6
35 | NN4N401001 | Red LED Indicator 220 Volt AC | Nos. | 90.8 | 10 | 908
36 | NN4N401004 | Blue LED Indicator 220 Volt AC | Nos. | 124.85 | 8 | 998.8
37 | NN4N401006 | Amber LED Indicator 220 Volt AC | Nos. | 113.5 | 3 | 340.5
38 | NN4N401002 | Yellow LED Indicator 220 Volt AC | Nos. | 90.8 | 25 | 2270
39 |  | Straight type Breaker connector for Moose | Nos. | 820.61 | 4 | 3282.44
40 | II2I210002 | Twin type 33 kv Breaker clamp | Nos. | 1298.44 | 4 | 5193.76
41 | VV3V302001 | 220 KV CT 1600/800/1 Amp Heptacare | Nos. | 337037.7 | 3 | 1011113.1
42 | JJ3J301004 | Close coil Assembly 220 V DC CGL Breaker | Nos. | 4859.16 | 6 | 29154.96
43 | JJ5J501002 | Trip coil Assembly for 33 KV CGL Breaker 220 V DC | Nos. | 4859.16 | 4 | 19436.64
44 | JJ7J701007 | LR Switch | No. | 2839.56 | 1 | 2839.56
45 | JJ7J7010018 | Auxiliary switch | Nos. | 3483.81 | 2 | 6967.62
46 | J301 | Gas Pressure Guage | Nos. | 16434.5 | 1 | 16434.5
47 | LL3L302001 | 20 Watt copper Ballast | Nos. | 282.6 | 5 | 1413
48 | VV5V407002 | 220 KV CT Clamp for pipe Bus of CT Bushing 35 mm | Nos. | 2832 | 12 | 33984
49 | VV5V407003 | 220 KV CT Clamp for pipe Bus of CT Bushing 25 mm | Nos. | 2718.5 | 12 | 32622
50 | A303 | Twin type clamp for pipe Bus & Moose | Nos. | 2154.23 | 4 | 8616.92
51 | A303 | Clamp for pipe bus & single Moose | Nos. | 1700.23 | 2 | 3400.46
52 | JJ3J301004 | Closing coil Assembly 220 Volt DC operated for 145 KV SF6 Gas CB Make CGL | Nos. | 18207 | 2 | 36414
53 | JJ3J301006 | Tripping coil Assembly 220 V DC operated for 145 KV SF6 Gas CB Make CGL | Nos. | 16600.5 | 3 | 49801.5
54 | MM2M204005 | 132 KV MW Meter 1000/1 A | Nos. | 4131 | 2 | 8262
55 | MM2M204008 | 132 KV MW Meter 200/1 A | Nos. | 8160 | 2 | 16320
56 | MM2M205005 | 132 KV MVAR Meter 1000/1 A | No. | 8160 | 1 | 8160
57 | MM2M205008 | 132 KV MVAR Meter 200/1 A | No. | 8160 | 1 | 8160
58 | JJ5J503004 | Closing coil Assembly 220 Volt DC operated for 33 KV Areva make VCB | Nos. | 4767 | 6 | 28602
59 | JJ5J503002 | Tripping coil Assembly 220 V DC operated for 33 kv Areva make VCB | Nos. | 4710.25 | 8 | 37682
60 | LL6L603001 | Junction Box | Nos | 1900 | 2 | 3800
61 | MM0M009004 | Trip Circuit Supervision relay V95 RS 36 E2 220 Volt Dc | Nos. | 4762.125 | 3 | 14286.375
62 | MM0M009032 | Trip Circuit relay V-86 Rh1, 5E1, 220 Volt DC | Nos. | 1950.75 | 3 | 5852.25
63 | LL7L707001, 7003 | PVC Tape RED , Yellow & Blue colour ( 10 Pcs each) | Nos. | 18.05 | 12 | 216.6
64 |  | Pivot sleeve (Fiber) for 220 kv Isolator (HIVELM) rotating shaft for adjustment of limit switch | Nos. | 1133.865 | 2 | 2267.73
65 | SS7S704006 | 6 Amp MCB 240 Volt AC Double Pole | Nos. | 1143.8 | 4 | 4575.2
66 | II1I107001 | T- Clamp Moose to Moose | Nos. | 1123.65 | 4 | 4494.6
67 | SS5S501002 | Isolator End clamps suitable for 4 inch Al IPS pipe bus | Nos. | 3620.65 | 8 | 28965.2
68 | II1I107004 | T- Clamp suitable for horizontal side ACSR Panther & droppers side Moose conductor | Nos. | 1237.15 | 8 | 9897.2
69 |  | Holding clamps for 120 KN Disc Insulator to 4 inch Al IPS pipe Bus | Nos. | 2701.3 | 12 | 32415.6
70 |  | T- type CT clamp for CT Rod size 38 mm with bimetallic sleeve end for moose conductor | Nos. | 942.05 | 6 | 5652.3
71 |  | Palm type clamp of pad size 110X110 mm of thickness 14 mm suitable for ACSR moose conductor | Nos. | 940.92 | 6 | 5645.52
72 |  | Complete Double Tension Fitting for 120 KN Disc insulator & ACSR moose conductor | Nos. | 8910 | 12 | 106920
73 | JJ8J802005 | Double U-Tarantula type Circuit Breaker Clamp for 4 inch AL IPS Tube | Nos. | 10945 | 2 | 21890
74 | SS5S501009 | Isolator Clamp for ACSR Moose & 32 mm Pin Size | Nos. | 1283 | 2 | 2566
75 |  | 220 KV CT Clamp for Moose Conductor & 38 mm Bushing size | Nos. | 1283 | 4 | 5132
76 | KK0K005001 | 33 KV Lightening Arrestor | Nos. | 8208 | 3 | 24624
77 | S707 | MCCB 200 Amp, 415 V, 50 Hz 4 Pole | Nos. | 30164.45 | 1 | 30164.45
78 | S707 | MCCB 100 Amp, 415 V, 50 Hz, 4 Pole | Nos. | 9273.355 | 1 | 9273.355
79 | S704 | MCB 63 Amp, 240/215 V, 50 Hz, 4Pole | Nos. | 1958.87 | 2 | 3917.74
80 | S704 | MCB 32 Amp, 240/215V 50 Hz, 4 Pole | Nos. | 1297.228 | 3 | 3891.684
81 | S701 | MCB 32 Amp, 250 V DC, 2 Pole | Nos. | 1140.94 | 3 | 3422.82
82 | VV3V305003 | 36 KV Outdoor C.T. ratio 1000/800/1 Amp , 3 Core, class-0.2 | Nos. | 45085.44 | 2 | 90170.88
83 | VV3V305001 | 33 KV C.T. (1Ph), AC0.2, 5 Core 1600/800/1A | Nos. | 79490.7 | 3 | 238472.1
84 | MM2M202005 | AC Voltmeter Range 0- 250 PTR 220KV / 110V | Nos. | 4956 | 1 | 4956
85 | MM2M202007 | AC Voltmeter Range 0- 150 PTR 132KV / 110V | Nos. | 4956 | 1 | 4956
86 | MM2M202011 | AC Voltmeter Range 0-20 PTR 33KV/110V | Nos. | 4956 | 3 | 14868
87 |  | MW Meter 3Phase 4 wire, Range (-)200- 0-200 CTR 400/1A, PTR 220KV/110V | Nos. | 6844 | 1 | 6844
88 | MM2M204015 | MW Meter 3pase 4wire, Range (-)30-030, CTR800/1A, PTR 33KV/110V | Nos. | 6844 | 1 | 6844
89 | MM2M204016 | MW Meter 3Phase 4Wire, Range (-)30-0-30, CTR 400/1A, PTR 33KV/110V | Nos. | 6844 | 2 | 13688
90 | MM2M205015 | MVAR Meter 3Phase 4 Wire Range (-)50-0-50, CTR 800/1A, PTR 33KV/110V | Nos. | 6844 | 1 | 6844
91 | MM2M205016 | MVAR Meter 3Phase 4 Wire Range (-)30-0-30 CTR 400/1A, PTR 33KV/110V | Nos. | 6844 | 2 | 13688
92 | MM2M203007 | AC Ammeter CTR 800/1A Range 0-800A | Nos. | 4130 | 4 | 16520
93 | MM2M203011 | Ac Ammeter, CTR 400/1A, Range 0-400A | Nos. | 4130 | 4 | 16520
94 | CC3C307001 | Outdoor Cable End Termination Kit suitable for 33 KV 3X400 sqmm XLPE Cable Make '3M' | No. | 37060 | 1 | 37060
95 | CC3C319003 | Outdoor cable through jointing kit suitable for 33 KV 3X400 sqmm XLPE Cable Make '3M' | No. | 82482 | 1 | 82482
96 | SS5S501008 | Isolator Clamp for Twin ACSR Moose & Isolator pin of 30 mm | Nos. | 1545.75 | 6 | 9274.5
97 | VV5V407013 | Twin C.T clamp for ACSR Moose & C.T.bore of size 30mm | Nos. | 1545.75 | 6 | 9274.5
98 | SS5S501008 | Isolator clamp for twin ACSR Moose & Isolator pin of 30 mm | Nos. | 1545.75 | 7 | 10820.25
99 | II1I107001 | T- clamp for ACSR Moose conductor | Nos. | 910.25 | 7 | 6371.75
100 |  | Protection Transfer Switch | Nos. | 12378.2 | 1 | 12378.2
101 | J503 | Tripping/Closing Coil Base Assembly mechanism 220 Volt DC Operated for 36 KV Circuit Breaker Make ABB | No. | 14927 | 1 | 14927
102 | CC1C103010 | Power Cable 3.5X70mm 2 | Km | 362802 | 0.189 | 68569.578
103 | II1I102004 | C-Type Boltless wedge clamp Moose to Panther | Nos. | 3280.4 | 10 | 32804
104 | S402 | Isolator Blade ELPRO Make 1600 Amp | Nos. | 10794 | 2 | 21588
105 | S402 | Isolator Jaw ELPRO Make 1600 Amp | Nos. | 9286 | 3 | 27858
106 | SS4S402004 | Isolator Jaw ELPRO Make 800 Amp | Nos. | 8089 | 1 | 8089
107 | FF2F203003 | D-Channel (old & used) | No. | 10 | 2 | 20
108 | VV3V302001 | 245 KV CT ratio 1600/800/1A, 5 core with junction box and terminal connector | Nos. | 218761.33 | 1 | 218761.33
109 |  | 220 KV C.T. Clamp suitable for moose conductor | Nos. | 1362 | 4 | 5448
110 | S402 | Twist mechanism for double break type 33 KV Isolator | Nos. | 588.2 | 2 | 1176.4
111 | TT1T102007 | Vehicle Log Book | No. | 468.46 | 1 | 468.46
112 | II2I204005 | Pad Clamp for ACSR Panther Conductor | Nos. | 970 | 6 | 5820
113 | II4I404004 | Spacer For Twin Moose Conductor | Nos. | 1177.6 | 10 | 11776
114 | II2I204005 | Pad Clamp with tripple U Tarantula Conductor suitable for 4 inch AL Pipe tube | Nos. | 11800 | 7 | 82600
115 | JJ2J201002, JJ2J201004 | Tripping/Closing Coil Assembly 220 V DC for 245 KV SF-6 Gas Circuit Breaker | Nos. | 21210.5 | 3 | 63631.5
116 | JJ5J501002, JJ5J501004 | Tripping/Closing Coil Assembly 220 V DC for 36 KV Vacuum Circuit Breaker | Nos. | 17670.5 | 3 | 53011.5
119 | JJ7J7010018 | 33 KV Circuit Breaker Trip Neutral Close Switch 3 NO, 3NC Make SWITRON | Nos. | 8804.4 | 5 | 44022
120 | JJ7J701011 | Breaker Control Switch BSS09P016D58IS 25A / 660 Volt AC/DC, Make KAYCEE | Nos. | 11600 | 2 | 23200
121 | VV5V404014 | EHV Grade Transformer Oil Confirming to IS: 335/1993(209 Ltrs in each drum) | Nos | 15357.11 | 15 | 230356.65
122 | VV5V404014 | EHV Grade Transformer Oil Confirming to IS: 335/1993 | Ltrs | 73.48 | 180 | 13226.4
123 | SS4S401010 | Fabricated Galvanized Base Plate | Nos | 1469.1 | 3 | 4407.3
124 | VV5V407014 | C.T. Clamp Suitable for twin ACSR Moose & bushing size 35 mm | Nos. | 1882.1 | 2 | 3764.2
125 |  | Printed Gate Entry Register full size (Ledger) complete with binding | Nos. | 1114.4 | 2 | 2228.8
127 |  | Bi-Metallic (Al&Cu) Neutral Bshing Clamp for 160 MVA T/F | Nos. | 2940.56 | 1 | 2940.56
128 |  | Limit Switch ELMEX-1.10 | Nos | 1464.38 | 2 | 2928.76
131 | SS4S401010 | Fabricated Galvanised Base Plate suitable for 33 KV Isolator | Nos. | 1463.2 | 4 | 5852.8
132 |  | ACSR Moose Conductor | Km | 483800 | 0.16 | 77408
133 |  | WD-40 | Nos. | 735.14 | 2 | 1470.28
134 | FF1F101051 | Full Threaded G.I. Nut Bolt with washer of size 10X75 mm | Nos. | 58.41 | 65 | 3796.65
135 | FF1F101051 | Full Threaded G.I. Nut Bolt with washer of size 12X75 mm | Nos. | 58.823 | 45 | 2647.035
136 |  | Pad Clamp for Isolator suitable for ACSR Moose Conductor | Nos. | 1176.46 | 5 | 5882.3
137 |  | C.T. Clamp Suitable for 25 mm Bushing & ACSR Moose conductor | Nos. | 1472.64 | 4 | 5890.56
138 |  | Pad Clamp for Circuit Breaker Clamp for Acsr Moose Conductor | Nos. | 1162.3 | 5 | 5811.5
139 |  | Petrollium Jelly | Kg | 979.4 | 3 | 2938.2
140 |  | 33 KV CT Damage scrap | No. | 500 |  |  | 2 | 1000
141 |  | 33 KV feeder realy ALSTOM | Nos. | 100 |  |  | 2 | 200
142 | VV2V207001 | Winding Temperature Indicator (100 MVA T/F) | Nos. | 20342.5 |  |  |  |  | 1 | 20342.5
143 | VV2V206001 | Oil Temperature Indicator (100 MVA T/F) | No. | 16995 |  |  |  |  | 1 | 16995
144 | VV3V303003 | CT 145 KV, VISHAL | No. | 92000 |  |  |  |  | 1 | 92000
145 | SS7S707001 | MCCB 4 Pole, 125 Amp | Nos. | 6900 |  |  |  |  | 2 | 13800
146 | NN4N409005 | Voltage Selector Switch 10 Amp | No. | 1020 |  |  |  |  | 2 | 2040
147 | NN4N409006 | Amp Selector Switch 220 V | No. | 500 |  |  |  |  | 2 | 1000
148 | VV4V307003 | Round C.T. Coil 50/5A | No | 390 |  |  |  |  | 3 | 1170
149 | VV1V103012 | LT Side Bushing Clamp for 80 MVA Transformer | No. | 1663 |  |  |  |  | 3 | 4989
150 | VV4V305014 | 33 KV C.T. 50/25/1 A | Nos. | 18300 |  |  |  |  | 3 | 54900
151 | S301 | Terminal Connector for 132 KV Isolator | Nos. | 300 |  |  |  |  | 3 | 900
152 | CC3C317006 | Empire Tape | Nos. | 82.5 |  |  |  |  | 42 | 3465
153 |  | Brass Alloy Bushing Calmp | No. | 3299 |  |  |  |  | 3 | 9897
154 |  | Open Close switch | No. | 2370 |  |  |  |  | 2 | 4740
155 | VV3V303002 | 145 KV CT 800/400/1 Amp BHEL Make | No. | 100000 |  |  |  |  | 3 | 300000
156 | GG0G003001 | PVC Section Pipe 4 inch | Mtrs | 222 |  |  |  |  | 360 | 79920
157 | GG0G003005 | Interconnector of Pipe Size 4 inch | Nos. | 410 |  |  |  |  | 20 | 8200
159 | II5I502001 | Double tension fitting for moose conductor | Nos. | 3400 |  |  |  |  | 15 | 51000
160 | J501 | Stator & Rotor of 33 KV Circuit Breaker Motor | No. | 5448 |  |  |  |  | 1 | 5448
161 |  | Submercible Pump 10 HP, 7.5 KW , 2 Pole, 415 Volt | No. | 158900 |  |  |  |  | 1 | 158900
162 |  | Control Panel for Pump Motor | No. | 45400 |  |  |  |  | 1 | 45400
163 | FF1F105002 | GI HRH Nut & Bolt 16X60 mm | Nos. | 15.21 |  |  |  |  | 255 | 3878.55
164 | FF1F105001 | GI HRH Nut & Bolt 16X65 mm | Nos. | 16.58 |  |  |  |  | 105 | 1740.9
165 | MM0M001001 | Buchholze relay for 100 MVA T/F | Nos. | 95908 |  |  |  |  | 1 | 95908
166 | FF2F201003 | 40 mm Dia M.S. earthing rod | Km | 495000 |  |  |  |  | 0.09524 | 47143.8
167 | JJ7J705013 | Seal Assembly | Nos. | 3782.04 | [6 empty] | 5 | 18910.2
168 | JJ7J705016 | Sealing Ring 30.56 X 1.27 | Nos. | 401.13 | [6 empty] | 9 | 3610.17
169 | J201 | Overload Iph Preventor | Nos. | 5157.32 | [6 empty] | 7 | 36101.24
170 | J201 | DC operated Electronic timer 220 V DC | Nos. | 5796.6 | [6 empty] | 6 | 34779.6
171 | JJ7J705008 | Dowty Seal 20X13.7X1.5 | No. | 63.5 | [6 empty] | 1 | 63.5
172 | JJ7J709001 | Hydraulic Oil suitable for Seimens Make Ciruit Breaker at 400 KV Substation Rishikesh | Ltrs | 1078.25 | [6 empty] | 27 | 29112.75
173 |  | Energy Meter (OLD & Used) | Nos. | 100 | [6 empty] | 27 | 2700
174 |  | Energy Meter (OLD) | No. | 500 | [6 empty] | 4 | 2000
175 |  | Empty T/F Oil Drum | Nos. | 250 | [8 empty] | 4 | 1000
176 |  | Empty Drum | No. | 300 | [8 empty] | 2 | 600
177 |  | Empty T/F oil drum | Nos. | 200 | [8 empty] | 792 | 158400
178 | P-30 | Capacitor cell (Old & Used) Damage | Nos. | 100 | - | [7 empty] | 4 | 400
179 | JJ0J005005 | 33 KV Vaccum Circuit Breaker Make AREVA (Old, used) | No. | 1000 | [8 empty] | 2 | 2000
180 |  | 33 KV C.T. 400/1A Old, damage & Scrap | Nos. | 200 | [8 empty] | 3 | 600
181 | JJ0J005002 | 33 KV SF-6 Gas Circuit Breaker Make CGL(old & Used )Damaged | No. | 2000 | [8 empty] | 1 | 2000
182 |  | Siemens Make Motor (old & used) | No. | 2000 | [8 empty] | 1 | 2000
183 |  | 33 KV CT (old & used) Damage | No. | 200 | [8 empty] | 4 | 800
184 | VV6V507003 | 145 KV CVT ABB Make Defective | No. | 10000 | [8 empty] | 2 | 20000
185 |  | 33 KV Isolator Blade with clamps Damage (old & scrap) | No. | 300 | [8 empty] | 3 | 900
186 |  | 33 KV Post Insulator Damage scrap | No. | 40 | [8 empty] | 5 | 200
187 |  | 33 KV CT Damage scrap | No. | 200 | [8 empty] | 5 | 1000
188 |  | 132 KV Secure Make Energy Meter Damage | No. | 10 | [8 empty] | 1 | 10
189 |  | 33 KV Isolator Blade Damage Scrap | No. | 300 | [8 empty] | 1 | 300
190 | JJ5J501011 | Pole Assembly of 33 KV SF6 gas Circuit Breaker CGL Make Nonusable & scrap | No. | 50 | [8 empty] | 2 | 100
191 |  | Micom relay Damage (old & used) | No. | 5 | [8 empty] | 1 | 5
192 |  | Aluminium Scrap | Kg | 100 | [8 empty] | 4 | 400
193 |  | Copper Scrap | Kg | 200 | [8 empty] | 1 | 200
194 | JJ0J002002 | 220 KV SF6 Gas CB make BHEL Damage | No. | 10000 | [8 empty] | 4 | 40000
195 | JJ0J005002 | 33 KV SF6 Gas Circuit CGL Make Breaker Damage | No. | 1000 | [8 empty] | 1 | 1000
196 |  | Cartridge for Printer | No. | 200 | [8 empty] | 1 | 200
197 | SS6S615007 | Kit - Kat fuse (old & used ) Damage | No. | 2 | [8 empty] | 38 | 76
198 |  | Isolator DP 32/20 Amp (old & used) | No. | 5 | [8 empty] | 2 | 10
199 |  | Contactor with Auxiliary Block (old & used ) | No. | 100 | [8 empty] | 28 | 2800
200 |  | Over load Relay (old & used) | No. | 20 | [8 empty] | 17 | 340
201 |  | Contactor (old & used ) | No. | 1 | [8 empty] | 150 | 150
202 |  | Single Phase Preventor (old & used) | No. | 10 | [8 empty] | 17 | 170
203 | BB0B00202 | 331 KVAR ,6.9 kv Single phase capacitor Unit BHEL make Damage (old & used) | No. | 100 | [8 empty] | 28 | 2800
204 |  | Time Delay Relay (old & used) | No. | 10 | [8 empty] | 2 | 20
205 | JJ00J005002 | 33 KV SF-6 Gas Circuit Breaker Make CGL(old & Used )Damaged | No. | 2000 | [8 empty] | 3 | 6000
206 |  | Numerical DPR (Defected) | Nos. | 50 | [8 empty] | 4 | 200
207 | MM0M019032 | Trip Circuit relay V-86 Rh1, 5E1, 220 Volt DC | No. | 10 | [8 empty] | 1 | 10
208 |  | Aluminium Scrap | Kg | 100 | 30 | 3000 | [8 empty] | Line.M
209 |  | ACSR panther conductor (old, used & scrap). | Kg | 20 | 950 | 19000
210 | A101 | Earth wire (old, used & scrap). (Junked) | No | 10 |  | 0
211 | I4 | Suspension Assembly (old, used & scrap). | Kg | 10 | 23.8 | 238
212 | I401 | Tension Assembly (old, used & scrap). D-Cycle | Nos. | 17 | 76.8 | 1305.6
213 | I303 | Vibration damper (old, used & scrap). | Nos. | 30 | 106 | 3180
214 |  | Dead ends with steel portion suitable for moose conductor. | Nos | 4278.95 | 5 | 21394.75
215 |  | Suspension fitting suitable for Moose conductor. | Nos. | 2031.65 | 2 | 4063.3
216 |  | Joint sleeve with steel portion suitable for ACSR Moose Conductor | No. | 2213.25 | 10 | 22132.5
217 | II31306001 | Jumper cone suitable for moose conductor. | No | 1010.15 | 10 | 10101.5
218 | II51501009 | Earth wire tension fitting suitable for 7/9 SWG. | No. | 1356.33 | 3 | 4068.99
219 | II51501010 | Earth wire tension fitting suitable for 7/10 SWG. | No. | 1359.73 | 7 | 9518.11
220 | II51504010 | Earth wire suspension fitting for 7/10 SWG | No. | 1700.23 | 3 | 5100.69
221 |  | Joint sleeve suitable for 7/9 SWG earth wire. | No. | 565.23 | 3 | 1695.69
222 |  | Joint sleeve suitable for 7/10 SWG earth wire. | No | 566.37 | 10 | 5663.7
223 | I206 | M.S Plate in pices (Old & used) | Kg | 20 | 460 | 9200
224 | ccocoo1018 | Control cable 4 X 2.5 mm² | Km | 90000 | 0.266 | 23940
225 | ccocoo1008 | 1.1 K.V Control cable FRLS 10 X 2.5 mm² | Km | 339285 | 0.102 | 34607.07
226 |  | L.T Cable 3.5 X 70 mm² | Mtr | 275 | 263 | 72325
227 | ccocoo1009 | Control cable 10 X 2.5 mm² (old & used) in bits. | Mtr | 75 | 228 | 17100
228 | ccocoo1015 | Control cable 5 X 2.5 mm² (old & used) in bits. | Mtr | 50 | 985 | 49250
229 | ccocoo1017 | Control cable 4 X 4 mm² ( old & used ) in bits. | Mtrs | 40 | 150 | 6000
230 |  | Empty T/F oil drum | Nos. | 250 | 150 | 37500
231 |  | Template B & C Type | MT | 117653.15 | 1.564 | 184009.5266
232 | II31302004 | Repair sleeve for ACSR Panther conductor | Nos. | 302.81 | 4 | 1211.24
233 |  | Earth wire ( old ,used & scrap ) | Kg | 10 | 98.959 | 989.59
234 | II3I303004 | Vibration damper for ACSR Panther Conductor (old, used & scrap). | No. | 50 | 18 | 900
235 | II51504005 | Suspension fitting for ACSR Panther Conductor (old, used & scrap). | No. | 100 | 15 | 1500
236 |  | Suspension fitting for earth wire (old,used & scrap). | No. | 50 | 4 | 200
237 | AA0A002004 | ACSR Panther Conductor (scrap). | Mtr | 55 | 650 | 35750
238 | F | Tower Parts (scrap) | MT | 45000 | 7.98 | 359100
239 | A101 | Earth Wire (old,used,& scrap) | Kg | 22.5 | 347.06 | 7808.85
240 | AA0A002004 | ACSR Panther conductor in bits. | Km | 232122 | 0.38 | 88206.36
241 | FF1F101024 | G.I Nut Bolt (16 X 40 m.m) Kg | kg | 102 | 286 | 29172
242 | F1 | G.I Nut Bolt (5/8X2.1/2") | kg | 30 | 53 | 1590
243 | II0I003003 | PG Clamp (Moose to Zebra) | Nos. | 1142.7 | 4 | 4570.8
244 |  | Double Compression Tension fitting ACSR - Zebra Conductor. | Nos. | 16520 | 3 | 49560
245 |  | Single Compression Tension fitting ACSR - Zebra Conductor. | Nos. | 9204 | 5 | 46020
246 | II51504004 | Single Suspension fitting ACSR - Zebra Conductor. | Nos. | 7788 | 5 | 38940
247 | II31301003 | Mid span Compression joint ACSR Zebra Conductor | Nos. | 1416 | 3 | 4248
248 | II3I302003 | Repair sleeve for ACSR Zebra conductor | Nos. | 1062 | 5 | 5310
249 | I505 | Single Compression Tension fitting ACSR - Panther Conductor. | Nos. | 4956 | 4 | 19824
250 | II51504005 | Single Suspension fitting for panther Conductor. | Nos. | 4130 | 2 | 8260
251 | II11102003 | C-Type Boltless Wedge Clamp Moose to Zebra | Nos | 3339.4 | 16 | 53430.4
252 |  | 132KVA,A Type Tower Part T/D1/2108A. | MT | 50000 | 0.6 | 30000
253 |  | G.I Nut & Bolts 5/8X25 m.m | Kg | 30 | 315 | 9450
254 | II11102003 | Suspension fitting for ACSR Panther Conductor. | Nos | 1965.88 | 3 | 5897.64
255 | AA1A103002 | Binding Wire 8 SWG Suitable for ACSR Moose/Zevra/Panther Conductor. | Mtr | 29.4 | 20 | 588
256 | II0I005001 | PG Clamp (Zebra to Zebra) | Nos | 1416 | 8 | 11328
257 | LL0L005002 | Capacitor suitable for 250/400 Watt for HPSV Lamp | Nos | 418.9 | 2 | 837.8
258 | II3I302003 | Repair Sleeve for Zebra Conductor. | Nos | 296 | 20 | 5920
259 | I305 | Armour Rod | Nos | 2 | 15 | 30
260 | II51504003 | Single suspension fitting for Dear Condctor. | Nos | 300 | 1 | 300
261 | I203 | S/S Fitting for E/W 7/9 | Nos | 150 | 5 | 750
263 | II0I004004 | P.G Clamp suitable for Deer to Zebra Conductor (4 Bolted). | Nos | 1172 | 5 | 5860
265 |  | 120 KN Disc Insulator O/U | Nos | 10 | 25 | 250
266 | F402 | Aluminium binding wire of size 3 m.m for ACSR Conductor. | Kg | 489.11 | 24 | 11738.64
267 |  | M.S Joint 7/10 SWG Earth wire. | Nos | 900 | 11 | 9900
268 |  | P.G Clamp suitable for Panther to Panther. | Nos | 706.82 | 4 | 2827.28
269
|  | TOTAL |  |  |  | 4959015.8936 |  | 1200 |  | 1023777.75 |  | 127277.46 |  | 244691
HEAD of A/C- PSDF
1 | SS0S002003 | 220 KV Isolator 3Ph | No. | 350401.62 | 1 | 350401.62
|  | TOTAL |  |  |  | 350401.62
HEAD of A/C- CAPITAL
1 | K302 | 220 KV Post Insulator | Nos. | 24645 | 3 | 73935
2 | LL0L001004 | Lighting Material (250 W HPSV lamp with Fittings) | Nos. | 16105 | 5 | 80525
3 | Q003 | Fire Fighting Equipments | Nos. | 9000 | 10 | 90000
4 | A303 | 33 KV Isolator Clamp for pipe Bus with double U type Tarantula conductor | Nos. | 15890 | 3 | 47670
5 | CC0C001013 | 6X2.5Sqmm Control Cable | Km | 177300 | 1.16 | 205668
6 | CC0C001009 | 10X2.5Sqmm Control Cable | Km | 263589 | 0.855 | 225368.595
7 | CC0C001020 | Control Cable 2 X 2.5 sq mm | Km | 84665 | 1 | 84665
8 | CC0C001013 | Control Cable 6 X 2.5 sq mm | Km | 193520 | 0.99 | 191584.8
9 | CC0C001009 | Control Cable 10 X 2.5 sq mm | Km | 266090 | 1.923 | 511691.07
10 | CC1C103012 | Power Cable 3.5c X 35 sq mm | Km | 193520 | 0.986 | 190810.72
11 | AA0A002004 | ACSR Moose Conductor | Km | 483800 | 0.8 | 387040
12 | A301 | 4" IPS Aluminium Tube | RMt | 1589 | 127.05 | 201882.45
13 | LL6L603002 | Lighting J.B. | No. | 25000 | 1 | 25000
14 | P505 | Aluminium Cable Tag | Nos. | 5.62 | 500 | 2810
15 |  | C.T. Connector 16 Amp | Nos. | 56.41 | 5 | 282.05
16 | II1I107001 | T- Clamp moose to Moose | Nos. | 1132.73 | 3 | 3398.19
17 |  | Single Suspension Fitting Runner type suitable for 120 KN & ACSR Moose Conductor | Nos. | 1360.87 | 3 | 4082.61
18 | II2I210002 | 33 KV Twin C.T, Clamp | Nos. | 1700.23 | 2 | 3400.46
19 | SS5S501008 | Twin Isolator Clamp | No. | 1702.5 | 1 | 1702.5
|  | TOTAL |  |  |  | 2331516.445
Substation Name :- 132 Kv Substation Bhupatwala Hardwar INVENTORY Report for the Month of : July-2021
Name of A.E Sandeep Kumar
Name of J.E Mukesh Kumar Gupta
Name of Subsation: |  |  |  |  | 132KV Substation Bhupatwala
S.No | Item Code | Name of Item | Unit | Unit Rate | Useable |  | Non Moving |  | Unserviceable |  | Obsolete |  | Scrap
[5 empty] | Qty | Total Amount | Qty | Total Amount | Qty | Total Amount | Qty | Total Amount | Qty | Total Amount
1 | II3I303004 | Vibration damper for ACSR Panther | No | 304 | 8 | 2432 |  | 0 |  | 0 |  | 0 |  | 0
2 | II3I301004 | Mid span joint for panther | No | 308 | 9 | 2772 |  | 0 |  | 0 |  | 0 |  | 0
3 | VVIN101034 | 132 kv oil bushing | No. | 60000 | 1 | 60000 |  | 0 |  | 0 |  | 0 |  | 0
4 | VVIN101035 | 33 kv Oil bushing | No. | 50000 | 1 | 50000 |  | 0 |  | 0 |  | 0 |  | 0
5 | MM3M306012 | Digital Power factor meter CTR 200/1 A AC auxiliary supply 110 V AC | No. | 11400 | 2 | 22800 |  | 0 |  | 0 |  | 0 |  | 0
6 | BB0B002001 | 33 kv Capacitor Bank cell (Shree Make) | No. | 30000 | 1 | 30000 |  | 0 |  | 0 |  | 0 |  | 0
7 | VV6V507003 | 132 kv CVT (CGL Make ) | No. | 180000 | 1 | 180000 |  | 0 |  | 0 |  | 0 |  | 0
8 |  | Old 145 kv C.T (O/U) | No. | 92000 | 1 | 92000 |  | 0 |  | 0 |  | 0 |  | 0
9 | KK0K005001 | 33 kv Lightening Arrester Shreem Make | No. | 10726 | 1 | 10726 |  | 0 |  | 0 |  | 0 |  | 0
10 |  | 132 kv Post insulator for Isolator | No. | 13133 | 1 | 13133 |  | 0 |  | 0 |  | 0 |  | 0
11 | VV6V505002 | 33 kv P.T Single 110 V with junction Box | No. | 37759 | 1 | 37759 |  | 0 |  | 0 |  | 0 |  | 0
12 |  | Isolater Pad For ACSR Panther Through Quick Wej Connector | No | 1752 | 10 | 17520 |  | 0 |  | 0 |  | 0 |  | 0
13 | VV3V305006 | 33 Kv CT O/D Ratio(800/400/1A)Acc-0.2 | No | 31812.5 | 2 | 63625 |  | 0 |  | 0 |  | 0 |  | 0
14 |  | Contrecter switch for prv relay 1 NO 1NC | No. | 970 | 4 | 3880 |  | 0 |  | 0 |  | 0 |  | 0
15 | II0I001003 | 120 KN Disc Insulator O/U | No | 10 | 151 | 1510 |  | 0 |  | 0 |  | 0 |  | 0
16 | AA0A002004 | ACSR Panther conductor with tension Fitting (O&U) 6 Set | Mtr | 15 | 669 | 10035 |  | 0 |  | 0 |  | 0 |  | 0
17 |  | 33 Kv Post Insulator | No. | 708 | 54 | 38232 |  | 0 |  | 0 |  | 0 |  | 0
18 | JJ0J005010 | 33 Kv VCB ABB Make (Old & Used), Defective | No. | 2000 | 4 | 8000 |  | 0 |  | 0 |  | 0 |  | 0
19 | II0I001007 | Disc insulator 70 KN (B/S) | No. | 280.51 | 75 | 21038.25 |  | 0 |  | 0 |  | 0 |  | 0
20 |  | 132 Kv CT 400/200/1 O/U, Defective | No. | 2000 | 2 | 4000 |  | 0 |  | 0 |  | 0 |  | 0
21 |  | XLPE Armored LT Power Cable 3.5 Corex400 Sqm | Km | 472000 | 0.15 | 70800 |  | 0 |  | 0 |  | 0 |  | 0
22 | GG0G001001 | Petroleum Jelly | Kg | 578.2 | 7 | 4047.4 |  | 0 |  | 0 |  | 0 |  | 0
23 |  | CT Clamp for 30mm CT Rod for ACSR Moose Conductor | No. | 1150.5 | 5 | 5752.5 |  | 0 |  | 0 |  | 0 |  | 0
24 |  | 33 Kv isolator blade suitable for horrizontal double break isolator as per sample | No. | 5770.2 | 1 | 5770.2 |  | 0 |  | 0 |  | 0 |  | 0
25 |  | Female contact (Jaw) for 33 KV Horrizontal Center Break Type Isolator | No. | 2891 | 2 | 5782 |  | 0 |  | 0 |  | 0 |  | 0
26 |  | Female contact (Jaw) for 132 KV Horrizontal Center Break Type Isolator | No. | 5793.8 | 1 | 5793.8
27 |  | Male contact (Blade) for 132 KV Horrizontal Center Break Type Isolator | No. | 5782 | 1 | 5782
28 |  | CT 800/400/1 Old & Used | No. | 500 | 9 | 4500
29 |  | CT 400/200/1 Old & Used | No. | 500 | 9 | 4500
30 |  | 33 Kv PT Old & Used | No. | 500 | 6 | 3000
31 |  | lightening arrester 132 Kv | No. | 65372 | 1 | 65372
32 | SS6S602001 | DC distribution board for 48 V , 200 AH Battery set | No | 13500 |  |  | 1 | 13500 |  | 0 |  | 0 |  | 0
33 |  | Empty oil Drum | No. | 300 |  |  | 87 | 26100 |  | 0 |  | 0 |  | 0
34 |  | 33 kv V type X arm | No | 500 |  |  | 3 | 1500 |  | 0 |  | 0 |  | 0
35 | PP0P010003 | Turn buckle G.I | No | 1000 |  |  | 3 | 3000 |  | 0 |  | 0 |  | 0
36 | MM0M002003 | DEFECTIVE DIFFERENTIAL PROTN. RELAY MAKE MULTILIN T60 (Transformer Protection System) | No | 1000 |  |  |  | 0 | 1 | 1000 |  | 0 |  | 0
37 | NN0N003005 | 33 kv C&R Panel Cabiinet (without Accessories) O/U | No. | 100 |  |  |  | 0 | 3 | 300 |  |  |  | 0
38 |  | O/C, E/F Relay Ge Multilin 650 Defective | No. | 500 |  |  |  | 0 | 1 | 500 |  |  |  | 0
39 |  | Limit Swich (IC/O)132/33 CB | No. | 1433.7 | 4 | 5734.8
40 |  | CRC Self Spray 500 ML | No. | 719.8 | 6 | 4318.8
|  | 110 Vdc Tripping/Closing Coil for 33 Kv CGL make CB | No. | 3575 | 3 | 10725
Total ( A) | [5 empty] | 871340.75 |  | 44100 |  | 1800 |  | 0 |  | 0
Total ( A) | [5 empty] | 917240.75
Scrap list Survey on dated 9/07/2018
1 |  | Old analock meter MW 33 kv (O/U) | No. | 5 | [8 empty] | 9 | 45
2 | MM2M205007 | Old analock meterMVAR 132 kv 400/1 A (O/U) | No. | 5 | [8 empty] | 2 | 10
3 | MM2M204007 | Old analock meter MW 132 kv 400/1 A (O/U) | No. | 5 | [8 empty] | 2 | 10
4 | MM2M205008 | Old analock meter MVAR 132 kv 200/1 A (O/U) | No. | 5 | [8 empty] | 2 | 10
5 | MM2M204008 | Old analock meter MW 132 kv 200/1 A (O/U) | No. | 5 | [8 empty] | 2 | 10
6 | MM3M303007 | Defective Digital Amp Meter CTR 400/1,AC Range | No | 10 | [8 empty] | 1 | 10
7 |  | Defective TVM energy meter 33 kv/110 V , 3Ph 4 wire | No | 10 | [8 empty] | 5 | 50
8 |  | Defective TVM energy meter 132 kv/110 V , 3Ph 4 wire | No | 10 | [8 empty] | 1 | 10
9 |  | Totaly Damage 630 KVA 33/0.43 Kv Station T/F | No | 5000 | [8 empty] | 1 | 5000
10 | VV3V305009 | Damage 33 Kv CT Singel Phase 400/200/1 (Scrap) | No | 500 | [8 empty] | 1 | 500
11 | VV3V303002 | Damage 145 kv C.T 800/400/1 A (Power gear make ) | No | 600 | [8 empty] | 2 | 1200
12 | JJ0J003006 | Damage 132 Kv CGL Make SF-6 Circuit Breaker | No | 2000 | [8 empty] | 1 | 2000
13 | JJ0J005010 | Damage 36 kv Circuit Breaker VCB (ABB Make) | No | 25000 | [8 empty] | 1 | 25000
14 |  | Defective spring charge motor (33 Kv VCB ABB Make) | No | 500 | [8 empty] | 4 | 2000
15 |  | 110 volt 300 AH Battery cell O/U | No. | 100 | [8 empty] | 46 | 4600
16 |  | Damage 33 kv Capacitor Bank cell (Mahan make ) | No | 100 | [8 empty] | 3 | 300
17 |  | Copper Scrap | Kg | 150 | [8 empty] | 4 | 600
18 |  | Aluminium Scrap | Kg | 40 | [8 empty] | 7 | 280
Total (B) | [13 empty] | 41635
New Scrap list For Survey on dated 26/08/20
1 |  | Digital MWH meter 3 ph.,3w PTR-132 kv /110 V AC ,CTR- 400/1 A, Acc 0.5 | No. | 10250 | [8 empty] | 2 | 20500
2 |  | Digital MWH meter 3 ph.,3w PTR-132 kv /110 V AC ,CTR- 200/1 A, Acc 0.5 | No. | 10250 | [8 empty] | 2 | 20500
3 |  | Digital MWH meter 3 ph.,3w PTR-33 kv /110 V AC ,CTR- 400/1 A, Acc 0.5 | No. | 10250 | [8 empty] | 8 | 82000
4 |  | Old TVM Energy meter 132 kv /110 V, 3Ph 4 wire (O/U) | No. | 500 | [8 empty] | 1 | 500
5 |  | Old TVM Energy meter 33 kv /110 V, 3 Ph 4 wire (O/U) | No. | 500 | [8 empty] | 2 | 1000
6 | VV3V305009 | Damage 33 kv C.T 400/200/1 (Vishal Make) | NO | 500 | [8 empty] | 1 | 500
7 |  | Aluminium Scrap | Kg | 40 | [8 empty] | 45 | 1800
8 | VV3V305006 | 33 KV Damage CT 800/400/1 | No. | 5000 | [8 empty] | 1 | 5000
9 |  | L&T Make Electronic Trivectormeter 3 Phase3 Wire (O/U) | No | 100 | [8 empty] | 2 | 200
10 |  | Defective L&T Make Electronic Trivectormeter 3 Phase 4 Wire (Scrap) | No | 5 | [8 empty] | 1 | 5
11 |  | Defective Secure Make energy meter 3 Phase 4 Wire (Scrap) | No | 5 | [8 empty] | 1 | 5
12 |  | Damage/Burned control Cable | mtr | 2 | [8 empty] | 50 | 100
13 | VV3V305009 | Damage/Blast 33 kv CT 400/200/1 A (Scrap) | No | 500 | [8 empty] | 1 | 500
14 | JJ0J005010 | Damage 33 kv Circuit Breaker 110 volt oprated ABBMake | No | 2000 | [8 empty] | 2 | 4000
15 |  | Energy meter O/U L&T Make | NO | 50 | [8 empty] | 2 | 100
16 |  | Energy meter O/U Secure Make | NO | 50 | [8 empty] | 11 | 550
Total (C) | [13 empty] | 137260
TOTAL INVENTORY (A+B+C) | [11 empty] | 1096135.75
INVENTORY for M/O July 2021
Name of Zone :- |  | Garhwal Zone, Roorkee
Name of Circle :- |  | O&M Circle, PTCUL, Roorkee
Name of Division :- |  | 220 KV O&M Division, Sidcul, Haridwar
Name of Substation :- |  | 132 KV Substation, Jwalapur, Haridwar
Item NO |  | Name of Article | Unit | Rate | Usable |  | Unservicable |  | Non Moving |  | Obsolete |  | Scrap |  | Remark
[5 empty] | Qty. | Total Amount in Rs. | Qty. | Total Amount in Rs. | Qty. | Total Amount in Rs. | Qty. | Total Amount in Rs. | Qty. | Total Amount in Rs.
1 |  | GI tower parts | Kg | 20 | [8 empty] | 20 | 400
2 |  | Fabricate Isolator Structure | No | 100 | [8 empty] | 1 | 100
3 |  | GI Tower part scrap | MT | 45000 | [8 empty] | 0.084 | 3780
4 |  | 33 KV NCT (O&U) | No | 2000 | [8 empty] | 1 | 2000
5 |  | 33 KV NCT Structure (O&U) | No | 3000 | [8 empty] | 1 | 3000
6 |  | 33 KV Isolator structure scrap | Kg | 20 | [8 empty] | 150 | 3000
7 |  | Scrap tower parts | Mt | 25000 | [8 empty] | 1.5 | 37500
8 |  | ACSR Panther conductor scrap | mtr | 50 | [8 empty] | 1026 | 51300
9 |  | ACSR Panther conductor scrap | kg | 30 | [8 empty] | 1203 | 36090
10 |  | ACSR Special Panther conductor(o&u) | mtr | 50 | [8 empty] | 1400 | 70000
11 |  | 7/10SWG Earth wire | mtr | 122 | [8 empty] | 82 | 10004
12 |  | ACSR Panther conductor (O&U) | mtr | 21 | [8 empty] | 1200 | 25200
13 |  | 7/10SWG Earth wire rusted | mtr | 3 | [8 empty] | 200 | 600
14 |  | Earth wire scrap | Kg | 15 | [8 empty] | 54 | 810
15 |  | Stay wire | Kg | 20 | [8 empty] | 126 | 2520
16 |  | GI wire SWG | Kg | 10 | [8 empty] | 87 | 870
17 |  | GI wire 6 SWG | Kg | 10 | [8 empty] | 2.5 | 25
18 |  | E/W Cut bit 7/9 SWG | Kg | 10 | [8 empty] | 100 | 1000
19 |  | E/W Cut bit 7/9 SWG in pieces | mtr | 10 | [8 empty] | 320 | 3200
20 |  | G.I earth wire | Kg | 20 | [8 empty] | 215 | 4300
21 |  | O&U earthing scrap | Kg | 10 | [8 empty] | 30 | 300
22 |  | Earth wire | Mtr. | 63 | [8 empty] | 43 | 2709
23 |  | MS scrap | kg | 20 | [8 empty] | 315.3 | 6306
24 |  | Copper scrap | kg | 200 | [8 empty] | 7.85 | 1570
25 |  | Copper scrap | kg | 200 | [8 empty] | 30 | 6000
26 |  | Copper scrap | kg | 200 | [8 empty] | 59 | 11800
27 |  | Brass scrap | kg | 10 | [8 empty] | 0.65 | 6.5
28 |  | Brass scrap | kg | 100 | [8 empty] | 1.9 | 190
29 |  | Gun Metal scrap | Kg | 150 | [8 empty] | 3 | 450
30 |  | MS scrap | kg | 20 | [8 empty] | 300 | 6000
31 |  | Al scrap (panther & moose conductor) | Kg | 15 | [8 empty] | 441 | 6615
32 |  | Al Scrap | kg | 100 | [8 empty] | 94 | 9400
33 |  | HF cable S/C | Mtr | 5 | [8 empty] | 23 | 115
34 |  | HT cable 2x 20 mm2 LPF | Mtr | 100 | [8 empty] | 51 | 5100
35 |  | Damaged LT cable | mtr | 15 | [8 empty] | 45 | 675
36 |  | PVC Al cable 3 x 400 mm HT o/u | Mtr | 5 | [8 empty] | 116 | 580
37 |  | upper fixed contact assembly | No | 50 | [8 empty] | 1 | 50
38 |  | O/U damaged disc fitting for Dog | No | 10 | [8 empty] | 15 | 150
39 |  | Old, defective & damaged 33 KV Circuit Breaker | No | 10000 | [8 empty] | 2 | 20000
40 |  | 132 KV MOCB (damaged, old & obsolete) | No | 3000 | [8 empty] | 2 | 6000
41 |  | 33 KV Vacuum Circuit Breaker (damaged & defective) | No | 1000 | [8 empty] | 1 | 1000
42 |  | spare spring of 132 KV MOCB ASEA | No | 50 | [6 empty] | 1 | 50
43 |  | Dismentled damaged 11 KV OCB | No | 500 | [8 empty] | 8 | 4000
44 |  | Old, used & obsolete 33 KV Circuit breaker | No | 1000 | [6 empty] | 7 | 7000 |  |  | PSDF 2018
45 |  | Old, used & obsolete 132 KV Breaker | No | 1200 | [6 empty] | 1 | 1200 |  |  | PSDF 2018
46 |  | 11KV VCB Panel from O/G and obsolete with energy meter & C.T(CGL make) | No | 5000 | [6 empty] | 1 | 5000
47 |  | 11KV VCB Panel from Bus Coupler and obsolete with outenergy meter & C.T(CGL make) | No | 5000 | [6 empty] | 1 | 5000
48 |  | 33 KV breaker Spring charge motor damage & burnt | No | 2000 | [8 empty] | 1 | 2000
49 |  | Fixed contact | No | 10 | [6 empty] | 8 | 80
50 |  | Contact pin | No | 5 | [6 empty] | 7 | 35
51 |  | Male female contact BHEL Make | No | 250 | [6 empty] | 1 | 250
52 |  | Fixed contact for 33 KV | No | 200 | [6 empty] | 6 | 1200
53 |  | Female contact for 33 Kv BHEL make | No | 100 | [6 empty] | 22 | 2200
54 |  | Damaged 33 KV BOCB BHEL make complete | No | 1000 | [8 empty] | 4 | 4000
55 |  | 33 KV MEI Breaker (O&U) with structure defective | No | 2000 | [8 empty] | 1 | 2000
56 |  | 132 KV MOCB BHEL make O&U | No | 1000 | [8 empty] | 6 | 6000
57 |  | 33 KV S/s str bulk type OCB | Set | 1000 | [8 empty] | 2 | 2000
58 |  | 33 KV 1250 A VCB complete except 03 No. Pole damaged | No | 1500 | [8 empty] | 1 | 1500
59 |  | Extingisher chamber for 33 KV breaker damaged | No | 250 | [8 empty] | 6 | 1500
60 |  | 33 KV BHEL make VCB with structure O/D | No | 3000 | [8 empty] | 1 | 3000
61 |  | 36 KV O/U damaged BHEL make MOCB | No | 1500 | [8 empty] | 1 | 1500
62 |  | 33 KV damaged VCB Alstom make | No | 5000 | [8 empty] | 1 | 5000
63 |  | 33 KV VCB Alstom make (O&U) | No | 5000 | [8 empty] | 1 | 5000
64 |  | 33 KV VCB ABB make (O&U) | No | 5000 | [8 empty] | 1 | 5000
65 |  | 33 KV BHEL make VCB with structure O/U and damaged | No | 5000 | [8 empty] | 1 | 5000
66 |  | 33 KV Alstom make VCB (O&U) damaged | No | 5000 | [8 empty] | 1 | 5000
67 |  | 33 KV Scheinder make VCB (03 Pole bursted) | No | 50000 | [8 empty] | 1 | 50000
68 |  | 33 KV BHEL make C.B (O&U) dismantled with structure | No | 2000 | [8 empty] | 1 | 2000
69 |  | Moving contact for 33 KV Isolator (Blade ) Damaged | No | 250 | [8 empty] | 5 | 1250
70 |  | Cap. Model unit type A&B (185.25 KVAR) | No | 10 | [8 empty] | 1 | 10
71 |  | 33 KV Cap. Unit damaged | No | 10 | [8 empty] | 30 | 300
72 |  | Damaged cap. Unit model 276.25 KVAR | No | 10 | [8 empty] | 1 | 10
73 |  | Structure O/U complete Cap. Bank | No | 500 | [8 empty] | 1 | 500
74 |  | 132 KV CT (damaged, old & obsolete) 200/100/1 A | No | 1000 | [8 empty] | 5 | 5000
75 |  | Old, used & obsolete 33 KV CT, 400/200/1 A | No | 300 | [6 empty] | 13 | 3900 |  |  | PSDF 2018
76 |  | 33 KV C.T 200/100/1A damaged | No | 500 | [8 empty] | 2 | 1000
77 |  | Diff & burnt 132 KV CT | No | 500 | [8 empty] | 8 | 4000
78 |  | 33 KV CT damaged 100/1A | No | 500 | [8 empty] | 1 | 500
79 |  | 33 KV CT 200/100/1A O/U | No | 100 | [8 empty] | 1 | 100
80 |  | 33 KV CT 400/200/1A damaged | No | 2000 | [8 empty] | 5 | 10000
81 |  | 33 KV CT 800/400/1A damaged | No | 2000 | [8 empty] | 6 | 12000
82 |  | 132 KV CT (200/100/1A) leakaged | No | 2000 | [8 empty] | 1 | 2000
83 |  | 132 KV CT (200/100/1A) damaged & burnt | No | 2000 | [8 empty] | 1 | 2000
84 |  | 33 KV CT 800/400/1A (O&U) and damaged | No | 2000 | [8 empty] | 3 | 6000
85 |  | 132 KV CT (O&U) and dismentled 400/200/1A | No | 2000 | [6 empty] | 8 | 16000 | 1 | 2000 | 08 No PSDF 2018 & 01 NO O & M
86 |  | Old, damaged & defective 132 KV single phase PT | No | 1000 | [8 empty] | 6 | 6000
87 |  | Old & damaged 33 KV PT | No | 500 | [8 empty] | 1 | 500
88 |  | 132 KV CVT (damaged, old & obsolete) | No | 1000 | [8 empty] | 3 | 3000
89 |  | 132 KV old, used & obsolete PT | No | 1000 | [6 empty] | 12 | 12000 |  |  | PSDF 2018
90 |  | Old, used & obsolete 33 KV PT | No | 300 | [6 empty] | 5 | 1500 |  |  | PSDF 2018
91 |  | 33 KV PT defective | No | 1000 | [8 empty] | 1 | 1000
92 |  | Diff 132 KV PT | No | 1000 | [8 empty] | 7 | 7000
93 |  | Old, used & obsolete 33 KV Three Phase PT | No | 300 | [6 empty] | 2 | 600 |  |  | PSDF 2018
94 |  | 33 KV PT 33 KV /110 with connector O/U | No | 500 | [8 empty] | 2 | 1000
95 |  | Amper meter O/U | No | 100 | [8 empty] | 2 | 200
96 |  | Volt meter defective | No | 100 | [8 empty] | 2 | 200
97 |  | Old and used , defective & damaged electronic trivector meter | No | 2 | [8 empty] | 1 | 2
98 |  | KWH meter 3 phase 3A | No | 100 | [8 empty] | 1 | 100
99 |  | Energy meter (Dismantled, old & used) | No | 500 | [8 empty] | 2 | 1000
100 |  | Energy Meter L&T make 3 ph 4 wire 132 KV/110V, 400/1 A | No | 3200 | [6 empty] | 1 | 3200
101 |  | Electronic tri vector meter L&T (O&U) dismentled | No | 3000 | [8 empty] | 4 | 12000
102 |  | 3ø Energy meter O/U | No | 100 | [8 empty] | 19 | 1900
103 |  | Ampere meter O/U Damage | No | 10 | [8 empty] | 14 | 140
104 |  | KV Meter O/U Damage | No | 10 | [8 empty] | 4 | 40
105 |  | MW meter O/U Dismental | No | 10 | [8 empty] | 2 | 20
106 |  | O/U Energy meter | No | 200 | [8 empty] | 7 | 1400
107 |  | 3 Phase 4 wire L&T make energy meter | Kg | 1000 | [8 empty] | 1 | 1000
108 |  | Relay type RHGAV (ASEA) | No | 500 | [6 empty] | 1 | 500
109 |  | Relay CD 931 1164 BS 110 V DC Sl. No. 929 | No | 100 | [6 empty] | 1 | 100
110 |  | Relay 2 RGW 15 V Sl.NO.2985246970 | No | 100 | [6 empty] | 2 | 200
111 |  | Relay 2 TE 19 NO. 29731854 LAND & Grid | No | 200 | [6 empty] | 1 | 200
112 |  | old and used defective relay | No | 100 | [8 empty] | 1 | 100
113 |  | Old and used , defective & damaged NDR relay | No | 2 | [8 empty] | 2 | 4
114 |  | Differential Protection Relay | No | 100 | [8 empty] | 1 | 100
115 |  | Relay 4663 | No | 1000 | [6 empty] | 1 | 1000
116 |  | UV relay Damage | No | 20 | [8 empty] | 1 | 20
117 |  | NDR relay damage | No | 20 | [8 empty] | 1 | 20
118 |  | Old, used & obsolete Under frequency relay | No | 100 | [8 empty] | 1 | 100
119 |  | Old & Used 110 V DC Battery Set | No | 5500 | [8 empty] | 1 | 5500
120 |  | Battery Set O/U 110V | No | 5500 | [8 empty] | 1 | 5500
121 |  | 12 V 20Amps Battery Charger | No | 800 | [8 empty] | 1 | 800
122 |  | 48 V DC Charger (O&U) | No | 5000 | [8 empty] | 1 | 5000
123 |  | Empty oil drum | No | 300 | [8 empty] | 10 | 3000
124 |  | Empty oil drum 72 Galon | No | 200 | [8 empty] | 2 | 400
125 |  | Empty T/F oil drum O&U Dismantled | No | 20 | [8 empty] | 347 | 6940
126 |  | Empty T/F oil drum | No | 250 | [8 empty] | 10 | 2500
127 |  | 20 MVA T/F Control PANEL 220 VDC O/U Dismentled | No | 1000 | [6 empty] | 1 | 1000
128 |  | 33/11KV 5MVA T/F damaged and defective | No | 50000 | [6 empty] | 1 | 50000
129 |  | Tap position indicator defective | No | 10 | [8 empty] | 1 | 10
130 |  | Jali 5.25 1.25 for protection of T/F made of angle with leg O/U dismentled | No | 200 | [8 empty] | 2 | 400
131 |  | Arcing ring | No | 300 | [8 empty] | 3 | 900
132 |  | Old, used & obsolete 132 KV LA | No | 200 | [6 empty] | 7 | 1400 |  |  | PSDF 2018
133 |  | Old, used & obsolete 33 KV LA | No | 100 | [6 empty] | 11 | 1100 |  |  | PSDF 2018
134 |  | CT collar tytan pipe for LA 80 mm | No | 5 | [6 empty] | 6 | 30
135 |  | CT collar tytan pipe for LA 80 mm | Mtr | 40 | [6 empty] | 115 | 4600
136 |  | 132 KV LA Ring O/U | No | 300 | [8 empty] | 2 | 600
137 |  | 132 KV LA O/U obsolete | No | 500 | [8 empty] | 16 | 8000
138 |  | 33 KV LA O/U obsolete | No | 500 | [8 empty] | 9 | 4500
139 |  | 33 KV LA O/U | No | 500 | [8 empty] | 1 | 500
140 |  | V/D (O&U) for Panther conductor | No | 110 | [8 empty] | 3 | 330
141 |  | Mesh Fencing 1.5x54mtr(O&U) and dismentled and scraped | mtr | 100 | [8 empty] | 54 | 5400
142 |  | 48V DCDB (O&U) | No | 5000 | [8 empty] | 1 | 5000
143 |  | Damaged cable box | No | 5 | [8 empty] | 1 | 5
144 |  | voltage selection Panel o/u for 132 kv fuse kitkat | No | 200 | [6 empty] | 1 | 200
145 |  | Switch OERD 36500 V Amp ASEA | No | 50 | [6 empty] | 1 | 50
146 |  | Test switch OBA- 81500 v 10 A ASEA | No | 50 | [6 empty] | 1 | 50
147 |  | Surge counter with current meter | No | 10 | [6 empty] | 7 | 70
148 |  | Fibre set Plate | No | 50 | [8 empty] | 8 | 400
149 |  | 33 KV Reactor O/U | No | 1000 | [8 empty] | 2 | 2000
150 | NN1N102003 | RTCC panel | No | 5000 | [6 empty] | 1 | 5000
151 |  | End Section assembly make 1 | No | 50 | [6 empty] | 4 | 200
152 |  | End Section assembly make 2 | No | 50 | [6 empty] | 4 | 200
153 |  | End Section assembly make 3 | No | 50 | [6 empty] | 4 | 200
154 |  | Angle iron 50 x 50 x 6mm length 775 mm make 4 | No | 25 | [6 empty] | 8 | 200
155 |  | Black steel patti 50x 596x 6mm length make 5 | No | 25 | [6 empty] | 8 | 200
156 |  | Black steel patti 50x 796x 6mm length make 6 | No | 25 | [6 empty] | 8 | 200
157 |  | Black steel patti 50x 624x 6 mm length make 7 | No | 25 | [6 empty] | 8 | 200
158 |  | Black steel patti 50 x488x 6 mm length make 8 | No | 25 | [6 empty] | 8 | 200
159 | VV6V601004 | PT Junction Box | No | 100 | [8 empty] | 1 | 100
160 |  | Tyre for jeep u/s | No | 50 | [8 empty] | 4 | 200
161 |  | Tyre for jeep u/s | No | 50 | [8 empty] | 4 | 200
162 | SS3S301005 | 132 KV SMC Damaged Jaw | No | 200 | [8 empty] | 2 | 400
163 | MM2M204017 | MW meter 96x96 with adopter PT meter range -100-100 CTR200/1 | No | 100 | [8 empty] | 1 | 100
164 | MM2M204015 | MW meter 96x96 with adopter PT meter range -50-50 CTR800/1 PTR 33 KV/110V | No | 100 | [8 empty] | 1 | 100
165 | MM2M204007 | MW meter 96x96 with adopter PT meter range -100-100 CTR400/1 | No | 100 | [8 empty] | 1 | 100
166 | MM2M205015 | MVAR meter range -100 to 100 CTR 800/1 PTR 33 KV / 110V | No | 100 | [8 empty] | 1 | 100
167 | MM2M205017 | MVAR meter range -100 to 100 CTR 200/1 PTR 33 KV / 110V | No | 100 | [8 empty] | 1 | 100
168 | MM2M205017 | MVAR meter range -10 to 10 CTR 200/1 PTR 33 KV / 110V | No | 100 | [8 empty] | 1 | 100
169 |  | Power Factor meter CTR 200/1 PTR 33 KV /110V | No | 100 | [8 empty] | 1 | 100
170 | YY1Y102002 | old, used & obsolete 110volt DC battery charger | No | 1000 | [6 empty] | 1 | 1000
171 |  | old, used & obsolete 110volt DCDB | No | 500 | [6 empty] | 1 | 500
172 |  | M.S pipe scrap | Kg | 5 | [8 empty] | 50 | 250
173 |  | Indication lamp 110V pin type | No | 58 |  |  |  |  | 94 | 5452
174 |  | Indication lamp 110V threadtype | No | 56 |  |  |  |  | 95 | 5320
175 |  | MW meter (digital) | No | 9988 | 2 | 19976
176 |  | OTI meter | No | 9194 | 2 | 18388
177 |  | WTI meter | No | 9194 | 2 | 18388
178 |  | ON OFF CAM operated rotary switch | No | 944 | 3 | 2832
179 |  | MVAR meterPTR 132KV/110V | No | 8160.65 | 3 | 24481.95
180 | MM2M206001 | Power factor meter | No | 5647 | 1 | 5647
181 |  | MVAR meter33KV/110V | No | 7321 | 3 | 21963
182 | NN4N409009 | Ampere selector switch | No | 1021.5 | 6 | 6129
183 |  | Auxillary contractor MNX 25 AX 3 | No | 4086 | 2 | 8172
184 |  | Add on block | No | 1021.5 | 4 | 4086
185 |  | Stater 230V | No | 11 |  |  |  |  | 21 | 231
186 | LL6L602001 | switch board 4 x 6" | No | 111 | 7 | 777
187 |  | PVC sadle (100no each pocket) | No | 221 | 3 | 663
188 |  | Electronic semaphore for breaker | No | 2250 |  |  |  |  | 7 | 15750
189 |  | Electronic semaphore for isolator | No | 2250 |  |  |  |  | 11 | 24750
190 | NN4N411004 | 6 Way rotary switch | No | 2043 | 5 | 10215
191 | JJ6J601001 | Tripping coil for 11 0 Volt DC for 11 KV breaker | No | 300 | [6 empty] | 5 | 1500
192 | CC3C315006 | Crimping type Al lug for 300 mm2 | No | 10 | 12 | 120
193 | JJ7J701007 | Remote local comp switch | No | 1646 | 5 | 8230
194 |  | Glass wire 1.5 mm | mtr | 54 | 23 | 1242
195 |  | Street Light Pole Round Pole 35.'' | No | 20 | 11 | 220
196 | LL6L604001 | MS Distribution Box with 3 Connector & Gland | No | 2270 | 15 | 34050
197 |  | Control Panel of Size 1050 X 650X 250 mm | No | 24312 | 1 | 24312
198 |  | MCCB 3 Pole 400 A L & T Make | No | 41422 | 1 | 41422
199 |  | Ring Type C.T of Ratio 400/5 Amp | No | 1814 | 3 | 5442
200 |  | MS Elbow 1.5 mtr Long 1.5 inch Dia | No | 511 | 13 | 6643
201 | SS6S610026 | HRC fuse 4 amp | No | 52.21 | 19 | 991.99
202 | SS6S610020 | HRC fuse 10 amp | No | 56.75 | 13 | 737.75
203 | SS6S610019 | HRC fuse 16 amp | No | 61.29 | 9 | 551.61
204 | SS6S610010 | HRC fuse 32 amp | No | 68.1 | 12 | 817.2
205 | LL6L607001 | Socket 15 amp | No | 124.85 | 6 | 749.1
206 |  | Switch 15 amp | No | 124.85 | 10 | 1248.5
207 | II4I405001 | 33 KV Bus separator cum dropper clamp moose to panther | No. | 1813.73 | 11 | 19951.03
208 | NN0N003008 | 11 KV feeder Panel | No | 15000 | [6 empty] | 3 | 45000
209 |  | Defective 40 MVA T/F | No | 100000 | [6 empty] | 1 | 100000
210 | VV2V211001 | Marshaling Box | No | 2000 | [6 empty] | 1 | 2000
211 | MM2M202015 | Voltmeter | No | 5663.65 | 2 | 11327.3
212 | CC1C104010 | LT cable 3.5 core 70 mm2 | Mtr | 275 | 15 | 4125
213 | II1I102004 | C Type boltless wedge clamps with stoper for M to P conductor | No | 2835.6 | 17 | 48205.2
214 | II4I405001 | Spacer cum dropper for M to M | No | 1145 | 23 | 26335
215 | VV5V407013 | CT clamp suitable for twin moose | No | 1259.5 | 5 | 6297.5
216 |  | Pad Type clamp suitable for twin moose | No | 1625.9 | 3 | 4877.7
217 | II2I205001 | gun metal L type clamp | No | 1190.8 | 3 | 3572.4
218 |  | LT Cubical sheakle strip | Set | 20 | [6 empty] | 1 | 20
219 | JJ5J501008 | Closing coil | No | 20 | [8 empty] | 3 | 60
220 | II5I504005 | Suspension fitting for 66 KV O/U | No | 50 | [6 empty] | 1 | 50
221 | AA1A103002 | Al binding wire | kg | 10 | 6.1 | 61
222 |  | D sheakle with bolt deft. | No | 100 | [6 empty] | 1 | 100
223 |  | U bolt for suspension fitting | No | 10 | [6 empty] | 330 | 3300
224 |  | Clamp for earth electrical | No | 20 | [6 empty] | 12 | 240
225 |  | Clamp for cable & conductor | No | 20 | [6 empty] | 8 | 160
226 |  | Clamp for Post insulator 44/375 | No | 20 | [6 empty] | 25 | 500
227 |  | Bracing clamp for rail | No | 50 | [6 empty] | 4 | 200
228 |  | Stay clamp rail 90/105 | No | 50 | [6 empty] | 7 | 350
229 | II0I009001 | PG clamp for DOG conductor | No | 100 | [6 empty] | 371 | 37100
230 |  | Hanger complete for 132 KV S/C line | No | 100 | [6 empty] | 41 | 4100
231 |  | Hanger complete with nut bolt for 132 KV D/C line | No | 100 | [6 empty] | 29 | 2900
232 |  | CIPF BEHT 80x80 mm | No | 20 | [6 empty] | 2 | 40
233 |  | CI DET joint complete round ring 80mm | No | 10 | [6 empty] | 8 | 80
234 |  | CI Cables 80 mm | No | 100 | [6 empty] | 2 | 200
235 |  | Rubber gasket for iytan pipe | No | 5 | [6 empty] | 40 | 200
236 |  | Brass Coupling Male/Female | No | 100 | [6 empty] | 1 | 100
237 |  | CI nozzle | No | 100 | [6 empty] | 3 | 300
238 |  | Brass wheel valve | No | 200 | [6 empty] | 2 | 400
239 |  | CI Pillar type fire hydent | No | 500 | [6 empty] | 2 | 1000
240 |  | Stopper made of fibre sheet | No | 5 | [6 empty] | 6 | 30
241 |  | AL solder | kg | 15 | [6 empty] | 7.5 | 112.5
242 |  | MS joint for SPL panther | No | 100 | [6 empty] | 3 | 300
243 |  | Number plate | No | 20 | [6 empty] | 247 | 4940
244 |  | bushing insulator with cemented inset | No | 200 | [6 empty] | 8 | 1600
245 | VV6V601004 | 33 KV junction box with mounting rail & connector | No | 200 | [6 empty] | 1 | 200
246 |  | sleeve lead 4'' dia for cable box | No | 100 | [6 empty] | 1 | 100
247 |  | copper flux | Tin | 5 |  |  |  |  | 2 | 10
248 |  | aluminium flux | Bottle | 5 |  |  |  |  | 2 | 10
249 | KK3K201009 | connector terminal for 33 KV LA | No | 100 |  |  |  |  | 8 | 800
250 | VV2V215002 | Gun metal terminal clamp 20 MVA T/F | No | 50 |  |  |  |  | 3 | 150
251 |  | Connector for dear terminal 30 x 30 mm | No | 50 |  |  |  |  | 2 | 100
252 |  | 33KV ring type CT 400/200/1 A FOR Bulk oil Breather | No | 100 | [6 empty] | 3 | 300
253 |  | 33 Kv ring type CT 400/200/1A for metering BHEL | No | 100 | [6 empty] | 3 | 300
254 |  | 11 KV CT 200/100/5A Bicco make | No | 100 | [6 empty] | 1 | 100
255 |  | 11 KV double core CT 10/5A metering /protection | No | 100 | [6 empty] | 5 | 500
256 |  | Summation CT for 600 V system | No | 500 | [6 empty] | 1 | 500
257 |  | Ferrules weak bank 5/300 mm | No | 5 | [6 empty] | 17 | 85
258 |  | SEMB for panel | No | 30 | [6 empty] | 3 | 90
259 |  | Connecting & super vision relay (SEMANS) | No | 1000 | [6 empty] | 1 | 1000
260 |  | Connector ML 232/40 A 415 V 602791 | No | 20 | [6 empty] | 1 | 20
261 |  | L post valve 1/2'' 336221 | No | 200 | [6 empty] | 1 | 200
262 |  | Finned Tube | No | 10 | [6 empty] | 1 | 10
263 |  | Trip close switch | No | 50 | [6 empty] | 2 | 100
264 |  | Arcing Assembly | No | 50 | [6 empty] | 3 | 150
265 |  | Contact for arching assembly | No | 100 | [6 empty] | 3 | 300
266 |  | Fixed contact assembly | No | 100 | [6 empty] | 2 | 200
267 |  | Hanger for A type TD - 153 | No | 100 | [6 empty] | 6 | 600
268 |  | Extension Link 70 x 12x 579 mm for A type TD 153 | No | 50 | [6 empty] | 40 | 2000
269 |  | Extension Link 70 x 12 x 429 mm for A type TD 153 | No | 50 | [6 empty] | 39 | 1950
270 |  | Motor wolf SPF 18 SET NO. 46264, 46262, 46208 | No | 100 | [6 empty] | 3 | 300
271 |  | Guide Rod | No | 10 | [6 empty] | 1 | 10
272 |  | Gasket set of 6 piece | Set | 5 | [6 empty] | 18 | 90
273 |  | Fibre jet plate | No | 5 | [6 empty] | 113 | 565
274 |  | Cross jet pot assembly | No | 50 | [6 empty] | 4 | 200
275 |  | Cross Jet device | No | 200 | [6 empty] | 1 | 200
276 |  | Upper insulator with flange | No | 200 | [6 empty] | 1 | 200
277 |  | Lower insulator with flange | No | 200 | [6 empty] | 2 | 400
278 |  | E clamp | No | 50 | [6 empty] | 48 | 2400
279 |  | F clamp | No | 50 | [6 empty] | 16 | 800
280 |  | PP clamp rail 90/105 | No | 50 | [6 empty] | 46 | 2300
281 |  | Earth clamp rail 90/105 Lbs | No | 50 | [6 empty] | 116 | 5800
282 |  | Anti clamp device | No | 50 | [6 empty] | 192 | 9600
283 |  | Moving contact for 33 KV | No | 10 | [6 empty] | 3 | 30
284 |  | 11 KV Bicco make PT O/U | No | 500 |  |  |  |  | 2 | 1000
285 |  | T connector Al for deer to deer | No | 50 |  |  |  |  | 1 | 50
286 |  | Jaw for 33 KV EMC make isolator Defect. | No | 300 | [8 empty] | 34 | 10200
287 |  | Tension fitting for deer 132 KV 20 to 35 mix bolted type | No | 500 |  |  |  |  | 1 | 500
288 |  | Fitting 3 bolted type Bus bar hardware fitting tension for deer | No | 500 |  |  |  |  | 1 | 500
289 | II5I502006 | Fitting double tension for 132 KV 10 unit 52mm for spl panther | Set | 500 |  |  |  |  | 4 | 2000
290 |  | Clamp for E/W 7/9 SWG o/u | No | 50 | [8 empty] | 1 | 50
291 |  | BIRD control for 132 KV SC line TD 153 | No | 20 |  |  |  |  | 222 | 4440
292 |  | Counter poise earthing set | Mtr | 50 |  |  |  |  | 1.5 | 75
293 |  | Copper pipe 25/28 mm | mtr | 400 |  |  |  |  | 39.6 | 15840
294 |  | Pipe type earthing set | Set | 100 |  |  |  |  | 23 | 2300
295 |  | 11 KV CT resin cast 200/5A BIMCO make | No | 200 | [6 empty] | 2 | 400
296 |  | Rubber beading F- 9211033 | No | 1 | [6 empty] | 11 | 11
297 |  | Gasket D 9286024 | No | 1 | [6 empty] | 15 | 15
298 |  | Gasket D 9286024 -1 | No | 1 | [6 empty] | 20 | 20
299 |  | Gasket D 9286008 | No | 1 | [6 empty] | 15 | 15
300 |  | Gasket D 941106-1 | No | 1 | [6 empty] | 10 | 10
301 |  | Gasket D 9411035-1 | No | 1 | [6 empty] | 14 | 14
302 |  | Gasket E 9211108-2 | No | 1 | [6 empty] | 15 | 15
303 |  | Gasket E 9211108-1 | No | 1 | [6 empty] | 15 | 15
304 |  | O-Ring E 9211026-2 | No | 1 | [6 empty] | 30 | 30
305 |  | O-Ring D 9286014-4 | No | 1 | [6 empty] | 5 | 5
306 |  | O Ring D 9286024-5 | No | 1 | [6 empty] | 5 | 5
307 |  | Round washer D - 9286024 -3 | No | 1 | [6 empty] | 15 | 15
308 |  | Rubber bending | No | 1 | [6 empty] | 20 | 20
309 |  | Armature MW B no. 5682 (1166) | No | 50 | [6 empty] | 2 | 100
310 |  | Armature R 9 RHW 1046 (1266) | No | 50 | [6 empty] | 2 | 100
311 |  | GI Bolted nut 5/8'' O/S | kg | 10 | [6 empty] | 45 | 450
312 |  | GI Bolted nut 1/2'' x 3/16'' | No | 5 | [6 empty] | 205 | 1025
313 |  | GI Bolted nut 6 x 37 mm long with washer | No | 1 | [6 empty] | 1250 | 1250
314 |  | Step Bolt 5/8'' x 175 mm | No | 20 | [6 empty] | 487 | 9740
315 |  | Step Bolt 5/8'' x 175 O/U | No | 15 | [6 empty] | 37 | 555
316 |  | Anchor Bolt with nut 20 X 50 mm dia | No | 100 | 4 | 400
317 |  | 33 KV Isolator mechanism defected with 6 Jaw & 3 Blades | No | 1000 | [8 empty] | 1 | 1000
318 |  | Trip Circuit supervision Relay 110V DC | No | 1500 | [6 empty] | 2 | 3000
319 |  | Auxillary Relay 110V DC | No | 1500 | [6 empty] | 2 | 3000
320 |  | Potencial Meter 1K10W | No | 2500 | [6 empty] | 2 | 5000
321 |  | Portable Type digital Meter 3 to 5 digit | No | 2500 | [6 empty] | 1 | 2500
322 |  | Micro ohm meter | No | 500 | [6 empty] | 1 | 500
323 | MM3M301001 | Digital frequency meter | No | 500 | [8 empty] | 1 | 500
324 |  | Motvane make Multimeter | No | 500 | [6 empty] | 1 | 500
325 |  | Salonide closing coil | No | 100 | [6 empty] | 1 | 100
326 |  | 33 KV cross arm | No | 500 | [6 empty] | 65 | 32500
327 |  | 132 KV Poly cone insulator | No | 1000 | [6 empty] | 9 | 9000
328 |  | 11 KV Post insulator | No | 50 | [6 empty] | 4 | 200
329 |  | T connector Al for deer to deer | No | 50 | [6 empty] | 1 | 50
330 |  | R.S Joist 150 x 150mm long 8 mtr | No | 2000 | [6 empty] | 2 | 4000
331 |  | R.S Joist 100 x 200mm long 4.25 mtr | No | 1000 | [6 empty] | 2 | 2000
332 |  | R.S Joist 100 x 116mm long 9 mtr | No | 2000 | [6 empty] | 2 | 4000
333 |  | R.S Joist 175 x 185mm long 9 mtr | Kg | 10 | [6 empty] | 170 | 1700
334 |  | 132 KV HLC supporting Insulator | No | 100 | [6 empty] | 1 | 100
335 |  | Repair sleeve for Dog | No | 30 | [6 empty] | 8 | 240
336 |  | Joint sleeve for dog | No | 30 | [6 empty] | 7 | 210
337 |  | Radiator Valve | No | 250 | [6 empty] | 30 | 7500
338 |  | Suction Pump | No | 500 | [6 empty] | 2 | 1000
339 |  | Motor Gear | No | 250 | [6 empty] | 5 | 1250
340 |  | Moving contact Ass let Portable Jhula | No | 200 | [6 empty] | 5 | 1000
341 |  | TMR one set | Kg | 10 | [6 empty] | 3 | 30
342 |  | Gauge Glass | No | 10 | [6 empty] | 6 | 60
343 | CC3C315009 | 11 KV XLPE 3x185 mm2 cable Lug | No | 50 | [6 empty] | 18 | 900
344 | CC3C315012 | Al Lug 3øcore 70mm | No | 20 | [6 empty] | 9 | 180
345 |  | Copper Brass strip finger | No | 20 | [6 empty] | 6 | 120
346 |  | Singlephase Asia make relaly O/U | No | 100 | [6 empty] | 6 | 600
347 |  | P.P clamp for rail | No | 35 | [6 empty] | 52 | 1820
348 |  | Stay clamp for SP 55 | No | 35 | [6 empty] | 14 | 490
349 |  | Female contector O/U for 33 KV BKR | No | 25 | [6 empty] | 6 | 150
350 |  | U bolt | No | 60 | 52 | 3120
351 |  | 11 KV CT 200/100/5 Bicco | No | 100 | [6 empty] | 9 | 900
352 |  | 11 KV Single core CT 150/400/5 | No | 2000 | [6 empty] | 3 | 6000
353 |  | 11 KV CT Damaged | No | 100 | [6 empty] | 2 | 200
354 |  | Cleaning oil Pump | No | 500 | [6 empty] | 1 | 500
355 |  | Dirty Oil Pump | No | 500 | [6 empty] | 1 | 500
356 |  | Vaccum Pump ass | No | 500 | [6 empty] | 1 | 500
357 |  | Portable digital rerading tpye max ohm Meter with lead | No | 500 | [6 empty] | 1 | 500
358 |  | 33 KVSF6 CGL make breaker damage | No | 5000 |  |  | 1 | 5000
359 | SS4S402015 | Blade SMC make 120mm made of copper for 33 KV | No | 1500 | 1 | 1500
360 |  | BIMCO make Isolator Blade | No | 1000 | 3 | 3000
361 | SS4S402015 | 33 KV Line side copper blade | No | 1000 | 2 | 2000
362 |  | Isolator blade for 132 KV SRCT make | No | 1000 | 6 | 6000
363 |  | Blade for 132 KV 800A HLM make | No | 1000 | 1 | 1000
364 | SS3S301005 | Blade for 132 KV 800A SMC make | No | 1000 | 3 | 3000
365 | SS4S402013 | Blade for 33 KV EMC make Isolator | No | 1000 | 3 | 3000
366 | SS4S402013 | Blade for 33 KV SMC make Isolator | No | 1000 | 3 | 3000
367 |  | Capacitor unit 7.3 KVA | No | 22112 | 5 | 110560
368 | SS4S402013 | 33 KV Isolator blade EMC make | No | 1000 | 2 | 2000
369 | SS4S402013 | 33 KV Isolator blade SMC make | No | 1000 | 3 | 3000
370 | SS3S301005 | Blade for 132 KV 800A Isolator | No | 1000 | 2 | 2000
371 | SS4S402015 | SMC make blade 120 mm copper made | No | 1000 | 3 | 3000
372 | JJ3J301005 | 132 KV DC Tripping coil CGL make | No | 3500 | 1 | 3500
373 |  | Capacitor bank cell Shreem make | No | 57877 | 2 | 115754
374 |  | Copper tongue | No | 675 | 2 | 1350
375 |  | 400mm2 Al Power Cable Polycab make | mtr | 867 |  |  |  |  | 130 | 112710
376 | SS4S402020 | 33 KV Post Insulator | No | 1699 | 5 | 8495
377 | VV6V601004 | PT Junction Board | No | 5732 | 3 | 17196
378 | II5I502006 | Fitting double tension for 132 KV 10 unit 52mm for spl panther | No | 1500 | 12 | 18000
379 | II5I501005 | O&U Tension fitting for Panther conductor without dead end | No | 600 | 12 | 7200
380 | JJ5J501008 | 110Vdc Tripping/closing coil for 33 KV ABB make C.B | No. | 4427 | 5 | 22135
381 | JJ5J501008 | 110Vdc Tripping/closing coil for 33 KV BHEL make C.B | No. | 2724 | 5 | 13620
382 | JJ3J301007 | 110Vdc Tripping/closing coil for 132KV Alstom make C.B | No. | 4540 | 5 | 22700
383 | JJ3J301007 | 110Vdc Tripping/closing coil for 132 KV CGL make C.B | No. | 4824 | 5 | 24120
384 |  | Al Cable 2x8mm2 | mtr | 35 | 60 | 2100
385 |  | Gross Jet Pot complete | No | 250 | [6 empty] | 6 | 1500
386 |  | 33 KV Disc fitting for Panther conductor | No | 20 |  |  |  |  | 227 | 4540
387 |  | 33 KV suspension fiting Shook for fixing 125x65x6 mm | No | 600 |  |  |  |  | 59 | 35400
388 |  | U Contact for 11 kV Diff | No | 60 | [8 empty] | 29 | 1740
389 |  | Contact Assport | No | 100 | [6 empty] | 6 | 600
390 |  | Trolly Brushing apoxy rod bushing | No | 200 | [6 empty] | 16 | 3200
391 |  | Fixed main laminated finger contact pair | No | 20 | [6 empty] | 100 | 2000
392 |  | Aux Plug & socket | No | 20 | [6 empty] | 20 | 400
393 |  | Trolly riseing & lower gear | No | 100 | [6 empty] | 5 | 500
394 |  | Arcing Pot | No | 100 | [6 empty] | 15 | 1500
395 |  | Angle Rubber socket block | No | 20 | [6 empty] | 6 | 120
396 |  | Rose type Female contact Diff | No | 100 | [8 empty] | 57 | 5700
397 |  | Fixed contact signel | No | 300 | [6 empty] | 6 | 1800
398 | FF0F013004 | 132 KV A type tower part DC + 3 mtr Extention + 6 mtr extention | MT | 60000 | [6 empty] | 11.535 | 692100
399 | FF0F013009 | 132 KV B type tower part D/C + 3 mtr extention + 6 mtr extention | MT | 60000 | [6 empty] | 9.977 | 598620
400 | FF0F001013 | 400KV S/C C 60 type super structure complete W/O stub | Set | 300000 | [6 empty] | 1 | 300000
401 |  | -do- 10 mtr extension 1 set | kg | 50 | [6 empty] | 3.39 | 169.5
402 | FF0F043008 | Gal. Template 132 KV A type S/C TD 76 | Set | 5000 | [6 empty] | 1 | 5000
403 |  | 132 KV A type tower part T/D 1/2 108 A O/U dismantled 14 set | MT | 50000 | [6 empty] | 4.336 | 216800
404 | FF0F003006 | 132 kv B type tower part S/C TD 1/2 108 Bmarks O/U dism entled 11 set | MT | 50000 | [6 empty] | 30.266 | 1513300
405 | FF0F043003 | 132 kvB type DC tower template KEC | Set | 5000 | [6 empty] | 1 | 5000
406 |  | 132 kv c type tower TD 1/2 mark o/u dismentled | MT | 50000 | [6 empty] | 17.145 | 857250
407 |  | 3 mtr extension for above o/u | MT | 50000 | [6 empty] | 0.496 | 24800
408 | FF0F050003 | Gal S/S Str A B L type 1 set | MT | 50000 | [6 empty] | 0.343 | 17150
409 |  | Gal. sled str. B type W/O Stub o/ u dismentled TD 1/2 108 B mark 3.050 MT | Set | 50000 | [6 empty] | 1 | 50000
410 | FF0F043010 | 132 KV B type tower template S/C TD - 76 | Kg | 50 | [6 empty] | 476.48 | 23824
411 |  | Gbr type S/s structure | MT | 24 | [6 empty] | 0.059 | 1.416
412 |  | Hot dip GI structure column & beam forgen dry | No | 10000 | [6 empty] | 1 | 10000
413 |  | B type Template | No | 63000 |  |  |  |  | 1 | 63000
414 | FF0F042007 | 220 KV DD+18 Template | No | 269327 |  |  |  |  | 1 | 269327
415 |  | Tarus EHT 1250 Max-1 OHTL Fault analyser with complete accessories (including technical manual & Instruction booklet ) in faulty condition | No | 900000 |  |  |  |  | 1 | 900000
416 | VV6V505002 | 36 KV /110 V P.T | No. | 28480 | 4 | 113920
417 |  | 1.5 mm2 multistrand insulated cu wire | mtr | 30.385 | 180 | 5469.3
418 | FF2F202003 | MS flat 50 X 6 mm | Kg | 78.47 | 327 | 25659.69
419 |  | Copper strip 25 X 5 mm | Kg | 1177.05 | 18 | 21186.9
420 |  | cable tray width 20 cm thickness 1 mm | Rmt | 411.82 | 285 | 117368.7
421 | II1I102004 | C type boltless wedge connectors/clamp with stopper suitable for moose to panther conductor | No | 3280.4 | 20 | 65608
422 | JJ5J501008 | 110 V DC closing coil Scheinder make | No | 5605 | 5 | 28025
423 | JJ5J501007 | 110 V DC tripping coil Scheinder make | No | 5605 | 4 | 22420
424 | JJ5J501007 | 110 V DC tripping coil CGL make | No | 14160 | 3 | 42480
425 | JJ5J501008 | 110 V DC closing coil CGL make | No | 8260 | 3 | 24780
426 |  | Voltas split AC with remote acp 1.5 ton | No | 35990 | 1 | 35990
427 |  | Bluedart stabliser | No | 3000 | 1 | 3000
428 |  | Scrap tower parts | Kg | 20 | [8 empty] | 452 | 9040
429 | CC0C001009 | Control Cable 10 X 2.5 Sqmm | Km | 263589 | 0.131 | 34530.159
430 |  | Scrap ACSR pather & moose conductor | Kg | 15 | [8 empty] | 38 | 570
431 | VV5V407023 | 132 KV CT clamp suitable for panther conductor | No | 1469.1 | 2 | 2938.2
432 |  | old & used control cable(in pieces) | mtr | 4 | [6 empty] | 2420 | 9680
433 | VV5V406003 | CT/PT Juncttion Box | No | 11735 | 8 | 93880
434 | NN0N003003 | 132 KV Line Control & Relay Panel (Old & Obsolete) | Set | 500 | [6 empty] | 4 | 2000 |  |  | After PSDF 2018
435 | NN1N101003 | 40 MVA (132/33 KV) Transformer Control & Relay Panel (Old & Obsolete) | No | 500 | [6 empty] | 1 | 500 |  |  | After PSDF 2018
436 | NN0N003005 | 33 KV Double feeder Control & Relay Panel (old & obsolete) | No | 500 | [6 empty] | 3 | 1500
437 |  | 33 KV Capacitor Bank Control & Relay Panel (old & obsolete) | No | 500 | [6 empty] | 1 | 500
438 | NN0N003005 | 33 KV Triple feeder Control & Relay Panel (old & obsolete) | No | 500 | [6 empty] | 2 | 1000 |  |  | After PSDF 2018
439 |  | T/F Bushing connector for H.V side | No | 2350.56 | 3 | 7051.68
440 | VV2V204001 | Transformer oil drum filled with oil | No | 2000 | 2 | 4000
441 | CC3C315007 | Aluminium lug for 240 sqmm | No | 151.04 | 19 | 2869.76
442 | CC3C315012 | Aluminium lug for 70 sqmm | No | 83.78 | 22 | 1843.16
443 | II1I110001 | T-clamp suitable for panther conductor | No | 1176.46 | 10 | 11764.6
444 | II0I003004 | PG clamp moose to panther | No | 1177.64 | 10 | 11776.4
445 |  | 132 KV Damaged CT ratio 400/200/1 A | No | 2000 |  |  | 3 | 6000
446 |  | Copper bond (copper rope dia 12mm -18 inch long with two lug ) | No | 1176 | 5 | 5880
447 |  | 33 KV Pad type clamp suitable for moose conductor | No | 978.22 | 10 | 9782.2
448 |  | 132 KV Isolator Jaw SMC make | No | 3929.4 | 2 | 7858.8
449 |  | 132 KV Run through clamp for panther condductor | No | 1465.56 | 4 | 5862.24
450 |  | 132 KV PT Clamp | No | 1169.38 | 3 | 3508.14
451 |  | PVC band pipe 1'' | No | 40.12 | 50 | 2006
452 |  | Post Insulator Clamp suitable for twin moose conductor | No | 1959.98 | 3 | 5879.94
453 | LL7L704004 | PVC electrical insulation tape 0.125X18 mm | No | 7.08 | 3 | 21.24
454 |  | 6amp modular switch | No | 47.2 | 85 | 4012
455 |  | 6 amp modular socket | No | 112.1 | 15 | 1681.5
456 |  | PVC Cu wire 1.5 sqmm | mtr | 31.27 | 185 | 5784.95
457 | LL7L704004 | self adhesive tape | box | 587.64 | 6 | 3525.84
458 |  | 8 way DD MCB Box | No | 2937.02 | 2 | 5874.04
459 |  | 16 amp modular switch | No | 159.3 | 22 | 3504.6
460 | LL6L607001 | 16 amp modular socket | No | 175.82 | 13 | 2285.66
461 |  | Para Tape 3/4" packed in Tin (6 roll each) | No | 387.04 | 10 | 3870.4
462 |  | Empire Tape | No | 149.86 | 13 | 1948.18
463 |  | G.I nut and bolt size 12 mm X 65 mm with plain washer | No | 22.42 | 142 | 3183.64
464 |  | Anti Pumping Relay | No | 1170.56 | 5 | 5852.8
465 |  | Bushing rod of CT dia 30 mm | No | 1466.74 | 4 | 5866.96
466 |  | 22 KV Post Insulator for 33 KV Isolator | No | 1457.3 | 4 | 5829.2
467 | LL6L606004 | Porcelain Holder | No | 230.1 | 9 | 2070.9
468 |  | Step type fan regulator | No | 831.9 | 6 | 4991.4
469 | VV3V303001 | 145 KV (5 core) current Transformer (1Ph) ac 0.2S, ratio 800/400/1 Amp | No | 206500 | 1 | 206500
470 | AA0A002004 | ACSR Panther conductor | Km | 205205 | 0.014 | 2872.87
471 | AA0A002001 | ACSR Moose Conductor | Km | 446526 | 0.063 | 28131.138
472 |  | SF-6 Gas (50 Kg Cylinder) | Kg | 916.86 | 47 | 43092.42
473 | VV2V204001 | EHV grade Transformer oil IS 335/1993 (Containing 209 ltr in each drum) | dum | 15357.11 | 5 | 76785.55
474 |  | Old, used & obsolete 33 KV CT, 400/200/1 A | No | 300 | [6 empty] | 3 | 900
475 | AA0A002004 | Scrap ACSR Panther conductor | Kg | 50 | [8 empty] | 70 | 3500
476 | AA0A002001 | Scrap ACSR Moose conductor | Kg | 50 | [8 empty] | 24 | 1200
477 | VV3V303003 | Old & used 132 KV CT, 400/200/1 A | No | 5000 | 2 | 5000
478 |  | CIF rail piece 80 mm | No. | 20 | [8 empty] | 4 | 80
479 | CC2C201001 | HF cable 150 ohm | Mtr. | 5 | [8 empty] | 50 | 250
480 | II3I302004 | AL repair sleeve for panther | No. | 150 | 45 | 6750
481 | II3I302007 | Joint sleeve for dog | No. | 50 | [6 empty] | 20 | 1000
482 |  | Valve 335221 | No. | 20 | [6 empty] | 4 | 80
483 |  | Mail contact for 33 KV Bulk logie 44 type BHEL OCB | Set/ No. | 100 | [6 empty] | 2/12 | 1200
484 |  | Femail contact for above | Set/ No. | 100 | [6 empty] | 2/24 | 2400
485 |  | Drain & Fill valve | No. | 50 | [6 empty] | 7 | 350
486 |  | Lower housing assembly with 3/4 drain valve | No. | 100 | [6 empty] | 3 | 300
487 | II2I203002 | Suspension clamp E/W 7/10 SWG | No. | 50 | 5 | 250
488 | II2I203002 | Suspension clamp E/W 7/10 SWG O/U | No. | 50 | 16 | 800
489 | JJ6J601023 | Contact segment | No. | 1 | [6 empty] | 120 | 120
490 | GG0G001009 | Dirty seal for breather | No. | 10 | [6 empty] | 28 | 280
491 |  | Plug contact D 9286047 | No. | 10 | [6 empty] | 30 | 300
492 |  | Carbon brush D 1435 CO2 | No. | 10 | [6 empty] | 2 | 20
493 |  | Carbon brush D 1463 CO2 | No. | 10 | [6 empty] | 12 | 120
494 |  | Carbon brush 8565 for HWS | No. | 10 | [6 empty] | 12 | 120
495 | GG0G001008 | Lead seal | No. | 10 | [6 empty] | 59 | 590
496 |  | Male moving contact 33 KV defective | No. | 250 | [8 empty] | 10 | 2500
497 |  | 33 KV CT damage 100/1 A | No. | 500 | [8 empty] | 3 | 1500
498 |  | Dead end for 7/9 SWG earth wire | No. | 2600 | 10 | 26000
499 | II3I301009 | Mid span joint for steel portion 7/10 SWG | No. | 675 | 6 | 4050
500 | FF0F013011 | 132 KV DC C-type tower | No. | 931303 | 3 | 2793909
501 | FF0F003011 | 132 KV S/C C-type tower | No. | 561542 | 1 | 561542
502 | JJ6J601003 | Arching stud O/U for for 11 KV trolly | No. | 50 | [6 empty] | 3 | 150
503 | II3I301009 | MS Joint for 7/10 SWG earth wire | No. | 1020 | 2 | 2040
504 |  | Aluminium Tag | No. | 5.67 | [6 empty] | 2000 | 11340
505 | FF0F015002 | GI Tower parts scrap | Kg. | 20 | 196 | 3920
506 |  | Earth wire scrap | Kg. | 15 | [8 empty] | 148 | 2220
507 | FF0F015002 | B+0 DC Tower part (O&U) dismantled & damaged without stub | MT | 20000 | 2.609 | 52180
508 | FF0F043003 | Template for B-type double circuit tower | No. | 109725.84 | 1 | 109725.84
509 | FF0F043005 | Template for C-type double circuit tower | No. | 175560.4 | 1 | 175560.4
510 | PP0P008010 | 7/10 SWG earth wire | Km. | 77881.03 | 0.245 | 19080.8524
511 | II5I502005 | Double tension fitting for ACSR panther conductor | No. | 9051.85 | 15 | 135777.75
512 | II5I504005 | Suspension fitting for ACSR panther conductor | No. | 4224.2 | 6 | 25345.2
513 | II5I501010 | Tension fitting for GS earth wire 7/10 SWG | No. | 1870.71 | 4 | 7482.84
514 | II3I301009 | Mid span compression joint for GS earth wire 7/10 SWG | No. | 1508.64 | 2 | 3017.28
515 | FF4F403007 | Flexible copper bond | No. | 1508.64 | 2 | 3017.28
Total | [5 empty] | 5866469.8294 |  | 11000 |  | 1464255 |  | 4832932.416 |  | 628376.5
Grand Total | [5 empty] | 12803033.7453
Inventory
Name of Zone: Garhwal
Name of Circle: O&M Cicle Roorkee
Name of Division: 220 KV O&M Division SIDCUL, Haridwar
Name of Substation: 132 KV Substation Kotdwar
Month: JuLY-2021 (upto 22.07.2021)
S. No. | Item Code | Name of Item | Unit Rate in Rs. | Useble |  | Unservicable |  | Non Moving |  | Obsolate |  | Scrap |  | Remark
|  |  |  | Qty. | Total Amount in Rs. | Qty. | Total Amount in Rs. | Qty. | Total Amount in Rs. | Qty. | Total Amount in Rs. | Qty. | Total Amount in Rs.
1 | GG0G001008 | Lead sheal with three hole square shape | 2.5 | 48 No. | 120 | - | - | - | - | - | - | - | - | -
2 | MM4M402001 | Sealing wire for lead seal 28 SWG | 3.57 | 0.15 Kg. | 0.54 | - | - | - | - | - | - | - | - | -
3 | VV3V305008 | 33 KV CT 400/200/1 A 3 core accuracy class 0.2 | 17200 | 1 No. | 17200 | - | - | - | - | - | - | - | - | -
4 | VV3V303004 | 145 KV CT 400/200/1 A 3 core | 97975 | 1 No. | 97975 | - | - | - | - | - | - | - | - | -
5 | NN0N003003 | Distance protection panel | 380000 | 1 No. | 380000 | - | - | - | - | - | - | - | - | -
6 | SS0S003001 | 132 kv line Isolator | 200000 | 1 No. | 200000 | - | - | - | - | - | - | - | - | -
7 | F101 | GI Nut & bolt (5/8' X 2/4') | 20 | 20.4 Kg. | 408 | - | - | - | - | - | - | - | - | -
8 | F105 | 16 mm Dia galv. HRH Bolt & nut 50mm | 14.81 | 1178 No. | 17446.18 | - | - | - | - | - | - | - | - | -
9 | FF1F105002 | 16 mm Dia galv. HRH Bolt & nut 60mm | 15.21 | 4000 No. | 60840 | - | - | - | - | - | - | - | - | -
10 | FF1F105001 | 16 mm Dia galv. HRH Bolt & nut 65mm | 16.58 | 4105 No. | 68060.9 | - | - | - | - | - | - | - | - | -
11 | FF1F101068 | Nut & bolt (off size ) | 65000 | 0.381 Mt. | 24765 | - | - | - | - | - | - | - | - | -
12 | FF1F107003 | Foundation anchor bolt | 532.4 | 338 No. | 179951.2 | - | - | - | - | - | - | - | - | -
13 | F1 | Nut & bolt of Battery cell | 22.58 | 180 No. | 4064.4 | - | - | - | - | - | - | - | - | -
14 | F1 | 40X16 mm Anti Thept Nut & Bolt | 195 | 74 Kg. | 14430 | - | - | - | - | - | - | - | - | -
15 | F1 | Anti oxidant forging terminal stud size 10X50 mm | 111.8 | 5 No. | 559 | - | - | - | - | - | - | - | - | -
16 | F1 | Anti oxidant forging terminal stud size 10X50 mm | 112.36 | 50 No. | 5618 | - | - | - | - | - | - | - | - | -
17 | VV5V404005 | CT Bushing rod 800 A | 1116 | 1 No. | 1116 | - | - | - | - | - | - | - | - | -
18 | FF1F109013 | G.I. tension spring | 350.71 | 16 No. | 5611.36 | - | - | - | - | - | - | - | - | -
19 | FF0F050004 | ABR Structure for gantary | 65000 | 2.257 Mt. | 146705 | - | - | - | - | - | - | - | - | -
20 | FF0F050025 | Steel structure PTV (PN) | 30000 | 0.9859 Mt. | 29577 | - | - | - | - | - | - | - | - | -
21 | FF0F043001 | SS Template for A type D/C Tower | 47572 | 0.514 Mt. | 24452.01 | - | - | - | - | - | - | - | - | -
22 | II3I305004 | Armour rod for ACSR Panther | 1107 | 1 Set | 1107 | - | - | - | - | - | - | - | - | -
23 | II3I301008 | Mid span joint for steel Portion 7/9 SWG panther conductor | 677.6 | 20 No. | 13552 | - | - | - | - | - | - | - | - | -
24 | II3I301009 | Mid span joint for 7/3.15 GS earth wire | 110 | 18 No. | 1980 | - | - | - | - | - | - | - | - | -
25 | II3I301004 | Mid span joint for Aluminium Portion ACSR panther conductor | 794.5 | 34 No. | 27013 | - | - | - | - | - | - | - | - | -
26 | II5I504005 | Suspension fitting for ACSR Panther conductor | 891 | 1 No. | 891 | - | - | - | - | - | - | - | - | -
27 | I15I501005 | Single tension fitting for ACSR Panther conductor | 908 | 6 No. | 5448 | - | - | - | - | - | - | - | - | -
28 | I15I501005 | Dead end fitting for ACSR Panther conductor | 1804.65 | 1 No. | 1804.65 | - | - | - | - | - | - | - | - | -
29 | II5I501009 | Tension fitting for earth wire | 908 | 7 No. | 6356 | - | - | - | - | - | - | - | - | -
30 | II5I501008 | Tension fitting for ACSR Dog conjductor (O & U) | 200 | 6 No. | 1200 | - | - | - | - | - | - | - | - | -
31 | II3I302004 | Repair sleeve for ACSR Panther conductor | 149 | 13 No. | 1937 | - | - | - | - | - | - | - | - | -
32 | II3I301009 | Mid span joint for 7/10 SWG Earth wire | 675.33 | 2 No. | 1350.66 | - | - | - | - | - | - | - | - | -
33 | PP0P001004 | Come along clamp deer | 250 | 2 No. | 500 | - | - | - | - | - | - | - | - | -
34 | II5I504005 | 33 KV Disc fitting for ACSR panther | 825 | 7 No. | 5775 | - | - | - | - | - | - | - | - | -
35 | II0I001007 | Disc Insulator 70 KN (B&S) | 280.51 | 10 No. | 2805.1 | - | - | - | - | - | - | - | - | -
36 | AA0A002004 | ACSR Panther conductor | 99655.75 | 2.071 Km. | 206387.0583 | - | - | - | - | - | - | - | - | -
37 | CC0C002013 | Control cable 2 X 2.5 mm² | 65000 | 0.55 Km. | 35750 | - | - | - | - | - | - | - | - | -
38 | FF0F050022 | Galvanized structure CCR colum & beam | 71.4 | 1445.88 Kg. | 103235.83 | - | - | - | - | - | - | - | - | -
39 | SS4S402013 | 33 KV isolator blade (O&U) repairable | 1000 | 2 No. | 2000 | - | - | - | - | - | - | - | - | -
40 | VV5V406005 | CT/PT Junction box | 4307.33 | 3 No. | 12921.99 | - | - | - | - | - | - | - | - | -
41 | VV5V403002 | 132 KV CT terminal rod | 902 | 5 No. | 4510 | - | - | - | - | - | - | - | - | -
42 | L701 | Surge counter for L.A | 9363.75 | 6 No. | 56182.5 | - | - | - | - | - | - | - | - | -
43 | MM0M007013 | JRC- 124, 1-1 A Aux-75 +0150 V (Neutral unbalanced current relay) | 6876 | 1 No. | 6876 | - | - | - | - | - | - | - | - | -
44 | MM0M008004 | JRV-022, Aux-75 +0150 V (Difine time under voltage relay) | 5845 | 1 No. | 5845 | - | - | - | - | - | - | - | - | -
45 | MM0M008001 | JRV-042, Aux-75 +0150 V (Difine time over voltage relay) | 5845 | 1 No. | 5845 | - | - | - | - | - | - | - | - | -
46 | NN4N412003 | 132 KV/33 KV TNC Switch for control panel 20Amp | 9068.65 | 2 No. | 18137.3 | - | - | - | - | - | - | - | - | -
47 | JJ7J701014 | 33 KV Auxiliary Switch 13NO+ 13NC | 4914.55 | 2 No. | 9829.1 | - | - | - | - | - | - | - | - | -
48 | JJ7J701016 | Closed trip camp switch 8NO+ 8NC | 6804 | 2 No. | 13608 | - | - | - | - | - | - | - | - | -
49 | II0I004003 | 4 Bolted PG clamp for Deer to Deer conductor | 919.35 | 4 No. | 3677.4 | - | - | - | - | - | - | - | - | -
50 | S501 | 33 KV Isolator clamp for Deer conductor | 1190.62 | 6 No. | 7143.72 | - | - | - | - | - | - | - | - | -
51 | PP1P141005 | Submersible Pump 4 H.P. | 5000 | 1 No. | 5000 | - | - | - | - | - | - | - | - | -
52 | KK0K003001 | 145 KV LA Alstom make | 42500 | 3 No. | 127500 | - | - | - | - | - | - | - | - | -
53 | KK0K005001 | 33 KV L.A | 10215 | 1 No. | 10215 | - | - | - | - | - | - | - | - | -
54 | II1I110001 | T connector U Bolted for Panther conductor | 1360.87 | 9 No. | 12247.83 | - | - | - | - | - | - | - | - | -
55 | II2I210003 | Twin type clamp for Deer conductor | 1643.48 | 6 No. | 9860.88 | - | - | - | - | - | - | - | - | -
56 | KK0K005001 | 33 KV LA With connector | 20400 | 3 No. | 61200 | - | - | - | - | - | - | - | - | -
57 | JJ5J503010 | Spring charge motor for 33 KV ABB make | 37455 | 1 No. | 37455 | - | - | - | - | - | - | - | - | -
58 | JJ5J503010 | Spring charge motor for 33 KV BHEL make | 39044 | 1 No. | 39044 | - | - | - | - | - | - | - | - | -
59 | JJ5J503010 | Spring charge motor for 33 KV Schender make | 33369 | 1 No. | 33369 | - | - | - | - | - | - | - | - | -
60 | MM0M019009 | Glass relay MKL3P-I 250 V AC 28 V DC 7 Amp. 11 pin | 1129.32 | 3 No. | 3387.96 | - | - | - | - | - | - | - | - | -
61 | MM0M019010 | Glass relay MKL3P-N 250 V AC 28 V DC 7 Amp. 11 pin | 1129.32 | 2 No. | 2258.64 | - | - | - | - | - | - | - | - | -
62 | SS6S615008 | Porcelane kit-kat fuse 110/220 AC/DC | 295.1 | 4 No. | 1180.4 | - | - | - | - | - | - | - | - | -
63 | I15I501005 | Single tension fitting compression type Panther complete | 4351 | 3 No. | 13053 | - | - | - | - | - | - | - | - | -
64 | AA0A002001 | ACSR Moose conductor | 446526 | 0.034 Km. | 15181.88 | - | - | - | - | - | - | - | - | -
65 | MM3M304013 | Watt meter suitable for CTR 200/1 A | 14885 | 2 No. | 29770 | - | - | - | - | - | - | - | - | -
66 | MM3M304009 | Watt meter suitable for CTR 400/1 A | 14770.5 | 2 No. | 29541 | - | - | - | - | - | - | - | - | -
67 | II0I003001 | 4 Bolted PG clamp moose to moose conductor | 1472.62 | 3 No. | 4417.86 | - | - | - | - | - | - | - | - | -
68 | II0I003004 | 4 Bolted PG clamp moose to panther conductor | 1472.62 | 2 No. | 2945.24 | - | - | - | - | - | - | - | - | -
69 | II1I105001 | C-Type boltless clamp with stoper suitable for panther to panther conductor | 1722.8 | 29 No. | 49961.2 | - | - | - | - | - | - | - | - | -
70 | II1I102001 | C-Type boltless clamp with stoper suitable for moose to moose conductor | 3728.8 | 10 No. | 37288 | - | - | - | - | - | - | - | - | -
71 | II1I102004 | C-Type boltless clamp with stoper suitable for moose to panther conductor | 3280.4 | 16 No. | 52486.4 | - | - | - | - | - | - | - | - | -
72 | VV6V507004 | 145 KV CVT accuracy class 0.2 Mehru make | 179910.79 | 1 No. | 179910.79 | - | - | - | - | - | - | - | - | -
73 | II2I210002 | Twin type CB clamp for Moose conductor | 1472.75 | 2 No. | 2945.5 | - | - | - | - | - | - | - | - | -
74 | MM0M007005 | BC9 Oil tight limit switch (1 NO+1 NC) | 5664 | 1 No. | 5664 | - | - | - | - | - | - | - | - | -
75 | MM0M007005 | Limit Switch for T/F PRV Alstom make | 5679 | 2 No. | 11358 | - | - | - | - | - | - | - | - | -
76 | VV2V204001 | EHV Grade Transformer oil Confirming to IS:335/1993 (209 Ltr. In 01 Drum) | 15357.11 | 1 No. | 15357.11 | - | - | - | - | - | - | - | - | -
77 | GG0G001001 | White couler petrollium jelly | 469.68 | 2 Kg. | 939.36 | - | - | - | - | - | - | - | - | -
78 | JJ0J005010 | 33 KV VCB CGL make circuit breaker (old&used & dismantaled) /Repairable | 3000 | 1 No. | 3000 | - | - | - | - | - | - | - | - | PSDF
79 | VV3V305006 | 33 KV CT 800/400/1 A (old & used)/Repairable | 1500 | 2 No. | 3000 | - | - | - | - | - | - | - | - | PSDF
80 | SS0S003003 | 132 kv bus Isolator complete with blade insulator (02 No. female portion of blade short) | 94363 | 1 No. | 94363 | - | - | - | - | - | - | - | - | -
81 | JJ7J707001 | SF-6 Gas with Cylinder | 2301 | 25 Kg. | 57525 | - | - | - | - | - | - | - | - | -
82 | JJ7J701007 | Local/Remote switch for 33 KV CB | 1469 | 4 No. | 5876 | - | - | - | - | - | - | - | - | -
83 | JJ8J801011 | Pad Type CB clamp for Panther | 1168.2 | 3 No. | 3504.6 | - | - | - | - | - | - | - | - | -
84 | JJ7J701002 | TNC Switch | 2938 | 2 No. | 5876 | - | - | - | - | - | - | - | - | -
85 | PP2P216003 | 2 Ton Split AC | 42799 | 10 Piece | 427990
86 | LL0L005004 | Capacitor for 250 watt HPSV lamp fitting | 578.2 | 5 No. | 2891
87 | LL0L003004 | 250 watt HPSV lamp | 1168.2 | 2 No. | 2336.4
88 | LL0L004004 | Ignitor for 250 watt HPSV lamp fitting | 578.2 | 5 No. | 2891
89 | JJ0J005007 | 33 KV SF6 CGL make circuit breaker (old &used &dismantaled), Damaged | 3000 | - | - | 1 No. | 3000 | - | - | - | - | - | - | PSDF
90 | JJ0J005007 | 33 KV SF6 ABB make circuit breaker (old&used & dismantaled), Damaged | 3000 | - | - | 1 No. | 3000 | - | - | - | - | - | - | PSDF
91 | VV3V303004 | 132 KV CT 400/200/1 A (old & used), Damaged | 2500 | - | - | 3 No. | 7500 | - | - | - | - | - | - | PSDF
92 | VV6V505002 | 33 KV PT (old & used), Damaged | 1500 | - | - | 3 No. | 4500 | - | - | - | - | - | - | PSDF
93 | JJ0J005010 | 33 KV VCB BHEL make (old, used & dismentled), Damaged | 2500 | - | - | 1 No. | 2500 | - | - | - | - | - | - | PSDF
94 | VV3V305006 | CT 800/400/1 A with damaged bushing rod | 2950 | - | - | 1 No. | 2950 | - | - | - | - | - | - | -
95 | VV3V305006 | 33 KV CT 800/400/1 A damaged | 1500 | - | - | 5 No. | 7500 | - | - | - | - | - | - | -
96 | VV3V305008 | 33 KV CT 400/200/1 A damaged | 1000 | - | - | 4 No. | 4000 | - | - | - | - | - | - | -
97 | VV6V505002 | 33 KV/110 Volt damaged PT Unrepairable | 500 | - | - | 2 No. | 1000 | - | - | - | - | - | - | -
98 | K302 | 132 KV Post insulator (O&U) damaged | 1600 | - | - | 12 No. | 19200 | - | - | - | - | - | - | -
99 | JJ3J301010 | 145 KV SF6 pole crompton make damaged | 50 | - | - | 1 No. | 50 | - | - | - | - | - | - | -
100 | KK0K005001 | 33 KV lightening arrester damaged | 100 | - | - | 1 No. | 100 | - | - | - | - | - | - | -
101 | JJ0J005007 | 33 KV ABB Make SF-6 CB damaged | 89415 | - | - | 1 No. | 89415 | - | - | - | - | - | - | -
102 | JJ0J005007 | 33 KV ABB Make SF-6 CB damaged | 38034 | - | - | 1 No. | 38034 | - | - | - | - | - | - | -
103 | JJ0J005010 | 33 KV VCB (O&U) GEC Alstom make damaged | 32978 | - | - | 1 No. | 32978 | - | - | - | - | - | - | -
104 | JJ0J005010 | 33 KV Circuit Breaker (O&U) damaged | 32000 | - | - | 1 No. | 32000 | - | - | - | - | - | - | -
105 | JJ0J005010 | 33 KV Circuit breaker ABB make (O&U) damaged | 30000 | - | - | 1 No. | 30000 | - | - | - | - | - | - | -
106 | B002 | Capacitor cell (O&U) damaged | 10 | - | - | 3 No. | 30 | - | - | - | - | - | - | -
107 |  | LT shackle insulator (corborised & damaged) | 10 | - | - | 53 No. | 530 | - | - | - | - | - | - | -
108 | JJ0J005010 | 33 KV Circuit breaker ABB make (O&U) damaged | 1000 | - | - | 1 No. | 1000 | - | - | - | - | - | - | -
109 | JJ0J005010 | 33 KV Circuit Breaker Alstom make (old & used), damaged | 5000 | - | - | 1 No. | 5000 | - | - | - | - | - | - | -
110 | VV3V305006 | 33 KV CT 800/400/1 A damaged | 1500 | - | - | 1 No. | 1500 | - | - | - | - | - | - | PSDF
111 | VV6V505001 | 33 KV PT 3-Ph. (old & used)/ Repairable | 1500 | - | - | - | - | - | - | 1 No. | 1500 |  |  | PSDF
112 | MM0M004003 | Numerical Relay REX-521 make ABB (old & used)/Repairable | 2500 | - | - | - | - | - | - | 2 No. | 5000 |  |  | PSDF
113 | SS6S601001 | ACDB (Old & Defective)/Repairable | 5000 | - | - | - | - | - | - | 1 No. | 5000 |  |  | PSDF
114 | S602 | DCDB (Old & Defective)/Repairable | 1000 | - | - | - | - | - | - | 1 No. | 1000 |  |  | PSDF
115 | KK0K003001 | 132 KV LA (old & used) | 500 | - | - | - | - | - | - | 13 No. | 6500 |  |  | PSDF
116 | VV3V305008 | 33 KV CT 400/200/1 A (old & used) | 1500 | - | - | - | - | - | - | 9 No. | 13500 |  |  | PSDF
117 | KK0K005001 | 33 KV LA (old & used) | 100 | - | - | - | - | - | - | 12 No. | 1200 |  |  | PSDF
118 | SS0S005001 | 33 KV Isolator without earth switch (old & used)/Repairable | 1500 | - | - | - | - | - | - | 2 No. | 3000 |  |  | PSDF
119 | K302 | 33 Bus post insulator (old & used) | 100 | - | - | - | - | - | - | 15 No. | 1500 |  |  | PSDF
120 | MM0M004008 | Numerical relay MICOM P111 (old & used) | 1500 | - | - | - | - | - | - | 2 No. | 3000 |  |  | PSDF
121 |  | Energy meter rotary | 950 | - | - | - | - | - | - | 1 No. | 950 | - | - | -
122 |  | KWH meter CT connected (3X4x100/5) Amp | 1250 | - | - | - | - | - | - | 1 No. | 1250 | - | - | -
123 | MM2M204015 | MW meter 0-50 CTR 800/1 Amp PTR 33 kv/110 V | 250 | - | - | - | - | - | - | 1 No. | 250 | - | - | -
124 | MM2M203010 | Ammeter 0-400 CTR 400/200/1 Amp (O&U) | 1571 | - | - | - | - | - | - | 5 No. | 7855 | - | - | -
125 | MM2M202011 | Kv meter 0-50 PTR 33 kv/110 V (O&U) | 171 | - | - | - | - | - | - | 2 No. | 342 | - | - | -
126 | MM2M204016 | MW meter 0-25 CTR 400/1 Amp PTR 33 kv/110 V (O&U) | 205 | - | - | - | - | - | - | 1 No. | 205 | - | - | -
127 | MM2M205016 | MVAR meter 0-25 CTR 400/1 A PTR 33 kv/110 V (O&U) | 210 | - | - | - | - | - | - | 1 No. | 210 | - | - | -
128 | MM2M202007 | Kv meter 0-150 PTR 132 kv/110 V | 176 | - | - | - | - | - | - | 1 No. | 176 | - | - | -
129 | MM2M203016 | Ammeter 0-100 CTR 100/1 Amp (O&U) | 157 | - | - | - | - | - | - | 2 No. | 314 | - | - | -
130 | MM2M202015 | Volt meter 600 V AE make (O&U) | 50 | - | - | - | - | - | - | 2 No. | 100 | - | - | -
131 | MM2M203009 | Ammeter 600/5 A AE make (O&U) | 50 | - | - | - | - | - | - | 2 No. | 100 | - | - | -
132 |  | Energy Meter Secure make 3Ph. 3 wire 33kv/110 V 11 A UPC-02551 | 3200 | - | - | - | - | - | - | 1 No. | 3200 | - | - | -
133 |  | Energy meter Secure make 3Ph. 3 wire 33kv/110 V 11 A UPC-02154 | 3200 | - | - | - | - | - | - | 1 No. | 3200 | - | - | -
134 |  | Energy meter Secure make (O&U) 3Ph. 3 wire 33kv/110 V 11 A UPC-2557 | 3200 | - | - | - | - | - | - | 1 No. | 3200 | - | - | -
135 |  | Energy meter (O&u) 3Ph. 3 wire 33kv/110V type E 3 V 051 UPC-02143 | 3200 | - | - | - | - | - | - | 1 No. | 3200 | - | - | -
136 |  | Energy meter Secure make 3Ph. 3 wire GEC-06048 | 3200 | - | - | - | - | - | - | 1 No. | 3200 | - | - | -
137 | MM2M203010 | Ammeter 0-400 CTR 400/200/1 Amp (O&U) | 1571 | - | - | - | - | - | - | 1 No. | 1571 | - | - | -
138 |  | Energy meter L&T make (o&u) | 3200 | - | - | - | - | - | - | 2 No. | 6400 | - | - | -
139 |  | O/C obsolated diff. relay R,y,B Ph. (OXU) 2X3 | 1000 | - | - | - | - | - | - | 6 No. | 6000 | - | - | -
140 |  | Energy meter 3 phase 3 wire (O&U) | 800 | - | - | - | - | - | - | 1 No. | 800 | - | - | -
141 |  | 33 KV indoor type CT 200/1 A | 12138 | - | - | - | - | - | - | 1 No. | 12138 | - | - | -
142 | VV6V505002 | Single Phase PT 33 kv/110 V ABB | 2500 | - | - | - | - | - | - | 1 No. | 2500 | - | - | -
143 |  | LT ring type CT 200/5 A complete with acess. Fitting | 200 | - | - | - | - | - | - | 3 No. | 600 | - | - | -
144 |  | LT ring type CT 600/5 A (O&U) | 75 | - | - | - | - | - | - | 6 No. | 450 | - | - | -
145 | VV6V505002 | 33KV/110 V PT (O&U) not repairable | 250 | - | - | - | - | - | - | 2 No. | 500 | - | - | -
146 | CC3C303002 | 33 KV 3X300 mm² Heat shrinkable indoor end Termination Kit | 20134.4 | - | - | - | - | - | - | 1 No. | 20134.4 | - | - | -
147 | CC3C307002 | 33 KV 3X300 mm² Heat shrinkable in out door end Termination Kit Dension | 32240 | - | - | - | - | - | - | 2 No. | 64480 | - | - | -
148 | CC3C303002 | 33 KV 3X300 mm² Heat shrinkable indoor end Termination Kit Dension | 17680 | - | - | - | - | - | - | 7 No. | 123760 | - | - | -
149 | VV4V305012 | CT 300/150/1 Amp. (old & used) | 1500 | - | - | - | - | - | - | 3 No. | 4500 | - | - | -
150 | VV6V507003 | 132 KV CVT (old & used) | 2500 | - | - | - | - | - | - | 8 No. | 20000 | - | - | PSDF
151 | VV3V303006 | 132 KV CT 200/100/1 A (old & used) | 2500 | - | - | - | - | - | - | 6 No. | 15000 | - | - | PSDF
152 | NN0N001008 | 33 KV tripple feeder C&R Panel without relay | 3000 | - | - | - | - | - | - | 2 No. | 6000 | - | - | PSDF
153 |  | Energy meter Secure make 3P4W(O&U) | 500 | - | - | - | - | - | - | 18 No. | 9000 | - | - | -
154 |  | Energy meter L&T make 3P4W(O&U) | 500 | - | - | - | - | - | - | 1 No. | 500 | - | - | -
155 | VV6V505002 | 33 KV PT (old & used) | 1500 | - | - | - | - | - | - | 1 No. | 1500 | - | - | -
156 |  | Energy meter L&T make 3Ph. 4 wire -10410241 | 3200 | - | - | - | - | - | - | - | - | 1 No. | 3200 | -
157 |  | TVM meter 3Ph. 4 wire 63.5X3/110V damaged | 200 | - | - | - | - | - | - | - | - | 3 No. | 600 | -
158 | VV3V305008 | 33 KV CT 400/200/1 A (O&U) not repairable damaged | 15000 | - | - | - | - | - | - | - | - | 1 No. | 15000 | -
159 |  | 132 KV CVT (O&U) Damaged | 14376 | - | - | - | - | - | - | - | - | 1 No. | 14376 | -
160 |  | ACSR Moose scrap | 15 | - | - | - | - | - | - | - | - | 14 Kg. | 210 | -
161 |  | ACSR Deer conductor scrap | 50 | - | - | - | - | - | - | - | - | 110 Kg. | 5500 | -
162 |  | ACSR Panther scrap | 15 | - | - | - | - | - | - | - | - | 312.7 Kg. | 4690.5 | -
163 |  | Aluminium scrap | 15 | - | - | - | - | - | - | - | - | 202.3 Kg. | 3034.5 | -
164 |  | Copper scrap | 300 | - | - | - | - | - | - | - | - | 12.7 Kg. | 3810 | -
165 |  | GC Sheet scrap (O & U) MS scrap | 20 | - | - | - | - | - | - | - | - | 20 Kg. | 400 | -
166 |  | MS scrap | 20 | - | - | - | - | - | - | - | - | 740 Kg. | 14800 | -
167 |  | LT ABC MDO Type 600 A CGE make ( O & U ) Unrepairable Damaged | 3270 | - | - | - | - | - | - | - | - | 2 No. | 6540 | -
168 | CC1C113005 | 33 KV 3X120 mm² Armoured poly cable Al X LPE in pieces ( O & U) Damaged | 972 | - | - | - | - | - | - | - | - | 42 Mtr. | 40824 | -
169 |  | Jeep M&M Model 5400 PP 2189 soft | 24701.9 | - | - | - | - | - | - | - | - | 1 No. | 24701.9 | -
170 | VV2V204007 | Empty drum | 250 | - | - | - | - | - | - | - | - | 19 No. | 4750 | -
171 | JJ7J707004 | Empty SF-6 gas 9kg capa. Cylinder | 950 | - | - | - | - | - | - | - | - | 2 No. | 1900 | -
172 | VV2V204002 | Transformer oil ( O&U) damaged | 10 | - | - | - | - | - | - | - | - | 175 Ltr. | 1750 | -
173 | AA1A101002 | 7/10 SWG Earth wire in Pcs (old & used) | 15 | - | - | - | - | - | - | - | - | 318 Mtr. | 4770 | -
174 | M004 | Mechanical relay (O&U) | 300 | - | - | - | - | - | - | - | - | 4 No. | 1200 | -
175 | M004 | Mechanical relay (O&U) | 300 | - | - | - | - | - | - | - | - | 4 No. | 1200 | PSDF
176 | VV3V305008 | 33 KV CT 400/200/1 Amp. (Defective) Damaged | 1000 | - | - | - | - | - | - | - | - | 1 No. | 1000 | -
177 |  | 33 KV/110 Volt PT (Defective) Damaged | 500 | - | - | - | - | - | - | - | - | 1 No. | 500 | -
178 |  | ACSR Panther conductor bits (Scrap) | 65 | - | - | - | - | - | - | - | - | 284 Mtr. | 18460 | -
179 |  | Iron scrap | 10 | - | - | - | - | - | - | - | - | 77 Kg. | 770 | -
180 | YY0Y003005 | 2 V Battery cell (O&U Unusable ) | 5 | - | - | - | - | - | - | - | - | 110 No. | 550 | -
181 | VV3V305006 | 33 KV CT 800/400/1 Amp. (defective) Damaged | 500 | - | - | - | - | - | - | - | - | 1 No. | 500 | -
182 |  | Energy meter secure make (O&U) | 200 | - | - | - | - | - | - | - | - | 1 No. | 200 | -
183 | JJ0J003006 | 132 KV Pneumatic type circuit breaker CGL make (old, used, defective & dismentaled), Damaged | 5000 | - | - | - | - | - | - | - | - | 1 No. | 5000 | PSDF
184 | JJ0J003006 | 132 KV Pneumatic type circuit breaker ABB make (old, used, defective & dismentaled), Damaged | 5000 | - | - | - | - | - | - | - | - | 1 No. | 5000 | PSDF
185 | KK0K003001 | 132 KV LA (old, used & damaged) | 100 | - | - | - | - | - | - | - | - | 2 No. | 200 | PSDF
186 |  | Energy meter secure make (old & defective) | 100 | - | - | - | - | - | - | - | - | 2 No. | 200 | -
187 | NN1N102003 | RTCC Panel (defective) | 500 | - | - | - | - | - | - | - | - | 1 No. | 500 | PSDF
188 | F015 | Tower parts (scrap) | 15000 | - | - | - | - | - | - | - | - | 0.9 Mt. | 13500 | -
189 | F302 | Rail 105 lbs | 10000 | - | - | - | - | - | - | - | - | 2 No. | 20000 | -
190 | F302 | Rail 90 lbs 1.5 MTR long | 369 | - | - | - | - | - | - | - | - | 2 No. | 738 | -
191 |  | T/F Cooling fan size 450 mm (Damage) | 100 | - | - | - | - | - | - | - | - | 4 No. | 400
192 | YY1Y102002 | Battery charger make Expo-fyn (Old & Defective) | 2000 | - | - | - | - | - | - | - | - | 1 No. | 2000
| Total (in Rs.) |  |  |  | 3245358.9482 | - | 285787 | - | - | - | 364785.4 | - | 222774.9 | -
| Grand Total (in Rs.) |  |  |  | 4118706.2482
END